## DistributorSkuSetupNoPricingRC
Model Number | Manufacturer | UPC Code | Description | Category | If 'Other' Category | U/M | Harmonized Code | Manufacturer Country | Package Length (Inches) | Package Width (Inches) | Package Height (Inches) | Package Weight (Lbs) | Package Length (cm) | Package Width (cm) | Package Height (cm) | Package Weight (Kg) | Spec Sheet URL
12ACS50125OM3PE | Cleerline | 602573831533 | 12 Strand SSF™ Armored Direct Burial Micro-Distribution LT, PE/OSP/Burial, 50/125, OM3 | Bulk Cable | Bulk Cable-SSF | 1000ft Spool | 8544.70.0000 | US | 22 | 22 | 10.90 | 62 | 55.88 | 55.88 | 27.69 | 28.118 | https://b2b.cleerline.com/SpecSheets/2-12 SSF OM3 Armored Direct Burial Micro-Distribution LT Specs.pdf
12ACS50125OM3PE-B | Cleerline | 602573129210 | 12 Strand SSF™ Armored Direct Burial Micro-Distribution LT, PE/OSP/Burial, 50/125, OM3 | Bulk Cable | Bulk Cable-SSF | FT | 8544.70.0000 | US |  |  |  | 0.06 |  |  |  | 0.027 | https://b2b.cleerline.com/SpecSheets/2-12 SSF OM3 Armored Direct Burial Micro-Distribution LT Specs.pdf
12ACS50125OM4PE | Cleerline | 672975372316 | 12 Strand SSF™ Armored Direct Burial Micro-Distribution LT, PE/OSP/Burial, 50/125, OM4 | Bulk Cable | Bulk Cable-SSF | 1000ft Spool | 8544.70.0000 | US | 22 | 22 | 10.90 | 62 | 55.88 | 55.88 | 27.69 | 28.118 | https://b2b.cleerline.com/SpecSheets/6-12 SSF OM4 Armored Direct Burial Micro-Distribution LT Specs.pdf
12ACS50125OM4PE-B | Cleerline | 672975372323 | 12 Strand SSF™ Armored Direct Burial Micro-Distribution LT, PE/OSP/Burial, 50/125, OM4 | Bulk Cable | Bulk Cable-SSF | FT | 8544.70.0000 | US |  |  |  | 0.06 |  |  |  | 0.027 | https://b2b.cleerline.com/SpecSheets/6-12 SSF OM4 Armored Direct Burial Micro-Distribution LT Specs.pdf
12ACS9125OS2PE | Cleerline | 602573831526 | 12 Strand SSF™ Armored Direct Burial Micro-Distribution LT, PE/OSP/Burial, 9/125, G657 A2/B2 OS2 | Bulk Cable | Bulk Cable-SSF | 1000ft Spool | 8544.70.0000 | US | 22 | 22 | 10.90 | 62 | 55.88 | 55.88 | 27.69 | 28.118 | https://b2b.cleerline.com/SpecSheets/2-24 SSF OS2 Armored Direct Burial Micro-Distribution LT Specs.pdf
12ACS9125OS2PE-B | Cleerline | 602573129227 | 12 Strand SSF™ Armored Direct Burial Micro-Distribution LT, PE/OSP/Burial, 9/125, G657 A2/B2 OS2 | Bulk Cable | Bulk Cable-SSF | FT | 8544.70.0000 | US |  |  |  | 0.06 |  |  |  | 0.027 | https://b2b.cleerline.com/SpecSheets/2-24 SSF OS2 Armored Direct Burial Micro-Distribution LT Specs.pdf
12D50125MOM3L | Cleerline | 013964792133 | 12 Strand SSF™ Micro-Distribution LT, LSZH-CPR B2ca I/O, 50/125, OM3 | Bulk Cable | Bulk Cable-SSF | 1000ft Spool | 8544.70.0000 | TW | 12 | 12 | 7 | 8.3 | 30.48 | 30.48 | 17.78 | 3.764 | https://b2b.cleerline.com/SpecSheets/2-12 SSF OM3 Micro-Distribution LT Specs.pdf
12D50125MOM3L-B | Cleerline | 669185300147 | 12 Strand SSF™ Micro-Distribution LT, LSZH-CPR B2ca I/O, 50/125, OM3 | Bulk Cable | Bulk Cable-SSF | FT | 8544.70.0000 | TW |  |  |  | 0.009 |  |  |  | 0.004 | https://b2b.cleerline.com/SpecSheets/2-12 SSF OM3 Micro-Distribution LT Specs.pdf
12D50125MOM3P | Cleerline | 091037209177 | 12 Strand SSF™ Micro-Distribution LT, Plenum I/O, 50/125, OM3 | Bulk Cable | Bulk Cable-SSF | 1000ft Spool | 8544.70.0000 | US | 12.25 | 12.25 | 7.13 | 8 | 31.12 | 31.12 | 18.11 | 3.628 | https://b2b.cleerline.com/SpecSheets/2-12 SSF OM3 Micro-Distribution LT Specs.pdf
12D50125MOM3P-B | Cleerline | 602573550700 | 12 Strand SSF™ Micro-Distribution LT, Plenum I/O, 50/125, OM3 | Bulk Cable | Bulk Cable-SSF | FT | 8544.70.0000 | US |  |  |  | 0.009 |  |  |  | 0.004 | https://b2b.cleerline.com/SpecSheets/2-12 SSF OM3 Micro-Distribution LT Specs.pdf
12D50125MOM3P-BK | Cleerline | 602573831700 | 12 Strand SSF™ Micro-Distribution LT, Black Plenum I/O, 50/125, OM3 | Bulk Cable | Bulk Cable-SSF | 1000ft Spool | 8544.70.0000 | US | 12.25 | 12.25 | 7.13 | 8 | 31.12 | 31.12 | 18.11 | 3.628 | https://b2b.cleerline.com/SpecSheets/2-12 SSF OM3 Micro-Distribution LT Specs.pdf
12D50125MOM3P-BK-B | Cleerline | 602573831694 | 12 Strand SSF™ Micro-Distribution LT, Black Plenum I/O, 50/125, OM3 | Bulk Cable | Bulk Cable-SSF | FT | 8544.70.0000 | US |  |  |  | 0.009 |  |  |  | 0.004 | https://b2b.cleerline.com/SpecSheets/2-12 SSF OM3 Micro-Distribution LT Specs.pdf
12D50125MOM3R | Cleerline | 013964792539 | 12 Strand SSF™ Micro-Distribution LT, Riser, 50/125, OM3 | Bulk Cable | Bulk Cable-SSF | 1000ft Spool | 8544.70.0000 | US | 12.25 | 12.25 | 7.13 | 8 | 31.12 | 31.12 | 18.11 | 3.628 | https://b2b.cleerline.com/SpecSheets/2-12 SSF OM3 Micro-Distribution LT Specs.pdf
12D50125MOM3R-B | Cleerline | 602573550731 | 12 Strand SSF™ Micro-Distribution LT, Riser, 50/125, OM3 | Bulk Cable | Bulk Cable-SSF | FT | 8544.70.0000 | US |  |  |  | 0.009 |  |  |  | 0.004 | https://b2b.cleerline.com/SpecSheets/2-12 SSF OM3 Micro-Distribution LT Specs.pdf
12D50125MOM4L | Cleerline | 669185300154 | 12 Strand SSF™ Micro-Distribution LT, LSZH-CPR B2ca I/O, 50/125, OM4 | Bulk Cable | Bulk Cable-SSF | 1000ft Spool | 8544.70.0000 | TW | 12.25 | 12.25 | 7.13 | 8 | 31.12 | 31.12 | 18.11 | 3.628 | https://b2b.cleerline.com/SpecSheets/2-12 SSF OM4 Micro-Distribution LT Specs.pdf
12D50125MOM4L-B | Cleerline | 669185300161 | 12 Strand SSF™ Micro-Distribution LT, LSZH-CPR B2ca I/O, 50/125, OM4 | Bulk Cable | Bulk Cable-SSF | FT | 8544.70.0000 | TW |  |  |  | 0.009 |  |  |  | 0.004 | https://b2b.cleerline.com/SpecSheets/2-12 SSF OM4 Micro-Distribution LT Specs.pdf
12D50125MOM4P | Cleerline | 013964792188 | 12 Strand SSF™ Micro-Distribution LT, Plenum I/O, 50/125, OM4 | Bulk Cable | Bulk Cable-SSF | 1000ft Spool | 8544.70.0000 | US | 12.25 | 12.25 | 7.13 | 8 | 31.12 | 31.12 | 18.11 | 3.628 | https://b2b.cleerline.com/SpecSheets/2-12 SSF OM4 Micro-Distribution LT Specs.pdf
12D50125MOM4P-B | Cleerline | 602573550748 | 12 Strand SSF™ Micro-Distribution LT, Plenum I/O, 50/125, OM4 | Bulk Cable | Bulk Cable-SSF | FT | 8544.70.0000 | US |  |  |  | 0.009 |  |  |  | 0.004 | https://b2b.cleerline.com/SpecSheets/2-12 SSF OM4 Micro-Distribution LT Specs.pdf
12D9125SMOS2L | Cleerline | 669185300178 | 12 Strand SSF™ Micro-Distribution LT, LSZH-CPR B2ca I/O, 9/125, G657 A2/B2 OS2 | Bulk Cable | Bulk Cable-SSF | 1000ft Spool | 8544.70.0000 | TW | 12 | 12 | 7 | 8.3 | 30.48 | 30.48 | 17.78 | 3.764 | https://b2b.cleerline.com/SpecSheets/2-12 SSF OS2 Micro-Distribution LT Specs.pdf
12D9125SMOS2L-B | Cleerline | 013964792423 | 12 Strand SSF™ Micro-Distribution LT, LSZH-CPR B2ca I/O, 9/125, G657 A2/B2 OS2 | Bulk Cable | Bulk Cable-SSF | FT | 8544.70.0000 | TW |  |  |  | 0.009 |  |  |  | 0.004 | https://b2b.cleerline.com/SpecSheets/2-12 SSF OS2 Micro-Distribution LT Specs.pdf
12D9125SMOS2P | Cleerline | 602573831540 | 12 Strand SSF™ Micro-Distribution LT, Plenum I/O, 9/125, G657 A2/B2 OS2 | Bulk Cable | Bulk Cable-SSF | 1000ft Spool | 8544.70.0000 | US | 12.25 | 12.25 | 7.13 | 8 | 31.12 | 31.12 | 18.11 | 3.628 | https://b2b.cleerline.com/SpecSheets/2-12 SSF OS2 Micro-Distribution LT Specs.pdf
12D9125SMOS2P-B | Cleerline | 091037209153 | 12 Strand SSF™ Micro-Distribution LT, Plenum I/O, 9/125, G657 A2/B2 OS2 | Bulk Cable | Bulk Cable-SSF | FT | 8544.70.0000 | US |  |  |  | 0.009 |  |  |  | 0.004 | https://b2b.cleerline.com/SpecSheets/2-12 SSF OS2 Micro-Distribution LT Specs.pdf
12D9125SMOS2R | Cleerline | 672975372170 | 12 Strand SSF™ Micro-Distribution LT, Riser, 9/125, G657 A2/B2 OS2 | Bulk Cable | Bulk Cable-SSF | 1000ft Spool | 8544.70.0000 | US | 12.25 | 12.25 | 7.13 | 8 | 31.12 | 31.12 | 18.11 | 3.628 | https://b2b.cleerline.com/SpecSheets/2-12 SSF OS2 Micro-Distribution LT Specs.pdf
12D9125SMOS2R-B | Cleerline | 602573830055 | 12 Strand SSF™ Micro-Distribution LT, Riser, 9/125, G657 A2/B2 OS2 | Bulk Cable | Bulk Cable-SSF | FT | 8544.70.0000 | US |  |  |  | 0.009 |  |  |  | 0.004 | https://b2b.cleerline.com/SpecSheets/2-12 SSF OS2 Micro-Distribution LT Specs.pdf
12DJMD50125OM3R | Cleerline | 658580646011 | 12 Strand SSF™ Double Jacket Micro-Distribution LT, Riser I/O, 50/125, OM3 | Bulk Cable | Bulk Cable-SSF | 1000ft Spool | 8544.70.0000 | TW | 12.25 | 12.25 | 12.25 | 17.5 | 31.12 | 31.12 | 31.12 | 7.937 | https://b2b.cleerline.com/SpecSheets/2-12 SSF OM3 DJMD LT Specs.pdf
12DJMD50125OM3R-B | Cleerline | 658580645922 | 12 Strand SSF™ Double Jacket Micro-Distribution LT, Riser I/O, 50/125, OM3 | Bulk Cable | Bulk Cable-SSF | FT | 8544.70.0000 | TW |  |  |  | 0.015 |  |  |  | 0.007 | https://b2b.cleerline.com/SpecSheets/2-12 SSF OM3 DJMD LT Specs.pdf
12DJMD50125OM4R | Cleerline | 658580646042 | 12 Strand SSF™ Double Jacket Micro-Distribution LT, Riser I/O, 50/125, OM4 | Bulk Cable | Bulk Cable-SSF | 1000ft Spool | 8544.70.0000 | TW | 12.25 | 12.25 | 12.25 | 17.5 | 31.12 | 31.12 | 31.12 | 7.937 | https://b2b.cleerline.com/SpecSheets/2-12 SSF OM4 DJMD LT Specs.pdf
12DJMD50125OM4R-B | Cleerline | 658580646394 | 12 Strand SSF™ Double Jacket Micro-Distribution LT, Riser I/O, 50/125, OM4 | Bulk Cable | Bulk Cable-SSF | FT | 8544.70.0000 | TW |  |  |  | 0.015 |  |  |  | 0.007 | https://b2b.cleerline.com/SpecSheets/2-12 SSF OM4 DJMD LT Specs.pdf
12DJMD9125OS2R | Cleerline | 658580646073 | 12 Strand SSF™ Double Jacket Micro-Distribution LT, Riser I/O, 9/125, G657 A2/B2 OS2 | Bulk Cable | Bulk Cable-SSF | 1000ft Spool | 8544.70.0000 | TW | 12.25 | 12.25 | 12.25 | 17.5 | 31.12 | 31.12 | 31.12 | 7.937 | https://b2b.cleerline.com/SpecSheets/2-12 SSF OS2 DJMD LT Specs.pdf
12DJMD9125OS2R-B | Cleerline | 658580645984 | 12 Strand SSF™ Double Jacket Micro-Distribution LT, Riser I/O, 9/125, G657 A2/B2 OS2 | Bulk Cable | Bulk Cable-SSF | FT | 8544.70.0000 | TW |  |  |  | 0.015 |  |  |  | 0.007 | https://b2b.cleerline.com/SpecSheets/2-12 SSF OS2 DJMD LT Specs.pdf
12IAD50125MOM3P | Cleerline | 602573831502 | 12 Strand SSF™ Interlocking Armored Micro-Distribution LT, Plenum, 50/125, OM3 | Bulk Cable | Bulk Cable-SSF | 1000ft Spool | 8544.70.0000 | US | 24 | 24 | 14 | 87 | 60.96 | 60.96 | 35.56 | 39.456 | https://b2b.cleerline.com/SpecSheets/6-144 SSF OM3 Interlocking Armored Micro-Distribution LT Specs.pdf
12IAD50125MOM3P-B | Cleerline | 602573129258 | 12 Strand SSF™ Interlocking Armored Micro-Distribution LT, Plenum, 50/125, OM3 | Bulk Cable | Bulk Cable-SSF | FT | 8544.70.0000 | US |  |  |  | 0.111 |  |  |  | 0.05 | https://b2b.cleerline.com/SpecSheets/6-144 SSF OM3 Interlocking Armored Micro-Distribution LT Specs.pdf
12IAD50125MOM4P | Cleerline | 602573831496 | 12 Strand SSF™ Interlocking Armored Micro-Distribution LT, Plenum, 50/125, OM4 | Bulk Cable | Bulk Cable-SSF | 1000ft Spool | 8544.70.0000 | US | 24 | 24 | 13 | 96 | 60.96 | 60.96 | 33.02 | 43.537 | https://b2b.cleerline.com/SpecSheets/6-144 SSF OM4 Interlocking Armored Micro-Distribution LT Specs.pdf
12IAD50125MOM4P-B | Cleerline | 602573129487 | 12 Strand SSF™ Interlocking Armored Micro-Distribution LT, Plenum, 50/125, OM4 | Bulk Cable | Bulk Cable-SSF | FT | 8544.70.0000 | US |  |  |  | 0.111 |  |  |  | 0.05 | https://b2b.cleerline.com/SpecSheets/6-144 SSF OM4 Interlocking Armored Micro-Distribution LT Specs.pdf
12IAD9125SMOS2P | Cleerline | 602573831519 | 12 Strand SSF™ Interlocking Armored Micro-Distribution LT, Plenum, 9/125, G657 A2/B2 OS2 | Bulk Cable | Bulk Cable-SSF | 1000ft Spool | 8544.70.0000 | US | 24 | 24 | 14 | 87 | 60.96 | 60.96 | 35.56 | 39.456 | https://b2b.cleerline.com/SpecSheets/6-144 SSF OS2 Interlocking Armored Micro-Distribution LT Specs.pdf
12IAD9125SMOS2P-B | Cleerline | 013964792713 | 12 Strand SSF™ Interlocking Armored Micro-Distribution LT, Plenum, 9/125, G657 A2/B2 OS2 | Bulk Cable | Bulk Cable-SSF | FT | 8544.70.0000 | US |  |  |  | 0.111 |  |  |  | 0.05 | https://b2b.cleerline.com/SpecSheets/6-144 SSF OS2 Interlocking Armored Micro-Distribution LT Specs.pdf
12RMD50125OM3R | Cleerline | 602573831830 | 12 Strand SSF™ Rugged Micro-Distribution LT, Riser I/O, 50/125, OM3 | Bulk Cable | Bulk Cable-SSF | 1000ft Spool | 8544.70.0000 | US | 14.38 | 14.38 | 14.38 | 33 | 36.53 | 36.53 | 36.53 | 14.966 | https://b2b.cleerline.com/SpecSheets/2-12 SSF OM3 Rugged Micro-Distribution LT Specs.pdf
12RMD50125OM3R-B | Cleerline | 602573831847 | 12 Strand SSF™ Rugged Micro-Distribution LT, Riser I/O, 50/125, OM3 | Bulk Cable | Bulk Cable-SSF | FT | 8544.70.0000 | US |  |  |  | 0.033 |  |  |  | 0.015 | https://b2b.cleerline.com/SpecSheets/2-12 SSF OM3 Rugged Micro-Distribution LT Specs.pdf
12RMD50125OM4R | Cleerline | 672975372262 | 12 Strand SSF™ Rugged Micro-Distribution LT, Riser I/O, 50/125, OM4 | Bulk Cable | Bulk Cable-SSF | 1000ft Spool | 8544.70.0000 | US | 14.38 | 14.38 | 14.38 | 33 | 36.53 | 36.53 | 36.53 | 14.966 | https://b2b.cleerline.com/SpecSheets/6-24 SSF OM4 Rugged Micro-Distribution LT Specs.pdf
12RMD50125OM4R-B | Cleerline | 672975372279 | 12 Strand SSF™ Rugged Micro-Distribution LT, Riser I/O, 50/125, OM4 | Bulk Cable | Bulk Cable-SSF | FT | 8544.70.0000 | US |  |  |  | 0.033 |  |  |  | 0.015 | https://b2b.cleerline.com/SpecSheets/6-24 SSF OM4 Rugged Micro-Distribution LT Specs.pdf
12RMD9125OS2R | Cleerline | 602573831922 | 12 Strand SSF™ Rugged Micro-Distribution LT, Riser I/O, 9/125, G657 A2/B2 OS2 | Bulk Cable | Bulk Cable-SSF | 1000ft Spool | 8544.70.0000 | US | 14.38 | 14.38 | 14.38 | 33 | 36.53 | 36.53 | 36.53 | 14.966 | https://b2b.cleerline.com/SpecSheets/2-24 SSF OS2 Rugged Micro-Distribution LT Specs.pdf
12RMD9125OS2R-B | Cleerline | 602573831939 | 12 Strand SSF™ Rugged Micro-Distribution LT, Riser I/O, 9/125, G657 A2/B2 OS2 | Bulk Cable | Bulk Cable-SSF | FT | 8544.70.0000 | US |  |  |  | 0.033 |  |  |  | 0.015 | https://b2b.cleerline.com/SpecSheets/2-24 SSF OS2 Rugged Micro-Distribution LT Specs.pdf
12TMD9125OS2PU | Cleerline | 602573831625 | 12 Strand SSF™ Tactical I/O Micro-Distribution LT, PU, 9/125, G657 A2/B2 OS2 | Bulk Cable | Bulk Cable-SSF | 1000ft Spool | 8544.70.0000 | US | 13.50 | 13.50 | 12.75 | 18.5 | 34.29 | 34.29 | 32.39 | 8.39 | https://b2b.cleerline.com/SpecSheets/2-12 SSF OS2 Tactical I/O Micro-Distribution LT Specs.pdf
12TMD9125OS2PU-B | Cleerline | 602573550250 | 12 Strand SSF™ Tactical I/O Micro-Distribution LT, PU, 9/125, G657 A2/B2 OS2 | Bulk Cable | Bulk Cable-SSF | FT | 8544.70.0000 | US |  |  |  | 0.015 |  |  |  | 0.007 | https://b2b.cleerline.com/SpecSheets/2-12 SSF OS2 Tactical I/O Micro-Distribution LT Specs.pdf
24ACS9125OS2PE | Cleerline | 672975372019 | 24 Strand SSF™ Armored Direct Burial Micro-Distribution LT, PE/OSP/Burial, 9/125, G657 A2/B2 OS2 | Bulk Cable | Bulk Cable-SSF | 1000ft Spool | 8544.70.0000 | US | 22 | 22 | 10.90 | 62 | 55.88 | 55.88 | 27.69 | 28.118 | https://b2b.cleerline.com/SpecSheets/2-24 SSF OS2 Armored Direct Burial Micro-Distribution LT Specs.pdf
24ACS9125OS2PE-B | Cleerline | 672975372026 | 24 Strand SSF™ Armored Direct Burial Micro-Distribution LT, PE/OSP/Burial, 9/125, G657 A2/B2 OS2 | Bulk Cable | Bulk Cable-SSF | FT | 8544.70.0000 | US |  |  |  | 0.06 |  |  |  | 0.027 | https://b2b.cleerline.com/SpecSheets/2-24 SSF OS2 Armored Direct Burial Micro-Distribution LT Specs.pdf
24RMD9125OS2R | Cleerline | 672975372132 | 24 Strand SSF™ Rugged Micro-Distribution LT, Riser I/O, 9/125, G657 A2/B2 OS2 | Bulk Cable | Bulk Cable-SSF | 1000ft Spool | 8544.70.0000 | US | 14.38 | 14.38 | 14.38 | 33 | 36.53 | 36.53 | 36.53 | 14.966 | https://b2b.cleerline.com/SpecSheets/2-24 SSF OS2 Rugged Micro-Distribution LT Specs.pdf
24RMD9125OS2R-B | Cleerline | 672975372149 | 24 Strand SSF™ Rugged Micro-Distribution LT, Riser I/O, 9/125, G657 A2/B2 OS2 | Bulk Cable | Bulk Cable-SSF | FT | 8544.70.0000 | US |  |  |  | 0.033 |  |  |  | 0.015 | https://b2b.cleerline.com/SpecSheets/2-24 SSF OS2 Rugged Micro-Distribution LT Specs.pdf
24STD50125MOM3P | Cleerline | 672975371609 | 24 Strand SSF™ Single Tube Micro-Distribution LT, Plenum I/O, 50/125, OM3 | Bulk Cable | Bulk Cable-SSF | 1000ft Spool | 8544.70.0000 | US | 12.25 | 12.25 | 7.13 | 8.5 | 31.12 | 31.12 | 18.11 | 3.855 | https://b2b.cleerline.com/SpecSheets/24STD50125MOM3P Specs.pdf
24STD50125MOM3P-B | Cleerline | 672975371616 | 24 Strand SSF™ Single Tube Micro-Distribution LT, Plenum I/O, 50/125, OM3 | Bulk Cable | Bulk Cable-SSF | FT | 8544.70.0000 | US |  |  |  | 0.053 |  |  |  | 0.024 | https://b2b.cleerline.com/SpecSheets/24STD50125MOM3P Specs.pdf
24STD9125SMOS2P | Cleerline | 672975371630 | 24 Strand SSF™ Single Tube Micro-Distribution LT, Plenum I/O, 9/125, G657 A2/B2 OS2 | Bulk Cable | Bulk Cable-SSF | 1000ft Spool | 8544.70.0000 | US | 12.25 | 12.25 | 7.13 | 8.5 | 31.12 | 31.12 | 18.11 | 3.855 | https://b2b.cleerline.com/SpecSheets/24STD9125SMOS2P Specs.pdf
24STD9125SMOS2P-B | Cleerline | 672975371647 | 24 Strand SSF™ Single Tube Micro-Distribution LT, Plenum I/O, 9/125, G657 A2/B2 OS2 | Bulk Cable | Bulk Cable-SSF | FT | 8544.70.0000 | US |  |  |  | 0.053 |  |  |  | 0.024 | https://b2b.cleerline.com/SpecSheets/24STD9125SMOS2P Specs.pdf
2ACS50125OM3PE | Cleerline | 602573831250 | 2 Strand SSF™ Armored Direct Burial Micro-Distribution LT, PE/OSP/Burial, 50/125, OM3 | Bulk Cable | Bulk Cable-SSF | 1000ft Spool | 8544.70.0000 | US | 22 | 22 | 10.90 | 62 | 55.88 | 55.88 | 27.69 | 28.118 | https://b2b.cleerline.com/SpecSheets/2-12 SSF OM3 Armored Direct Burial Micro-Distribution LT Specs.pdf
2ACS50125OM3PE-B | Cleerline | 602573129173 | 2 Strand SSF™ Armored Direct Burial Micro-Distribution LT, PE/OSP/Burial, 50/125, OM3 | Bulk Cable | Bulk Cable-SSF | FT | 8544.70.0000 | US |  |  |  | 0.06 |  |  |  | 0.027 | https://b2b.cleerline.com/SpecSheets/2-12 SSF OM3 Armored Direct Burial Micro-Distribution LT Specs.pdf
2ACS9125OS2PE | Cleerline | 602573831243 | 2 Strand SSF™ Armored Direct Burial Micro-Distribution LT, PE/OSP/Burial, 9/125, G657 A2/B2 OS2 | Bulk Cable | Bulk Cable-SSF | 1000ft Spool | 8544.70.0000 | US | 22 | 22 | 10.90 | 62 | 55.88 | 55.88 | 27.69 | 28.118 | https://b2b.cleerline.com/SpecSheets/2-24 SSF OS2 Armored Direct Burial Micro-Distribution LT Specs.pdf
2ACS9125OS2PE-B | Cleerline | 602573129180 | 2 Strand SSF™ Armored Direct Burial Micro-Distribution LT, PE/OSP/Burial, 9/125, G657 A2/B2 OS2 | Bulk Cable | Bulk Cable-SSF | FT | 8544.70.0000 | US |  |  |  | 0.06 |  |  |  | 0.027 | https://b2b.cleerline.com/SpecSheets/2-24 SSF OS2 Armored Direct Burial Micro-Distribution LT Specs.pdf
2D50125MOM3P | Cleerline | 013964792089 | 2 Strand SSF™ Micro-Distribution LT, Plenum I/O, 50/125, OM3 | Bulk Cable | Bulk Cable-SSF | 1000ft Spool | 8544.70.0000 | US | 12.25 | 12.25 | 7.13 | 8 | 31.12 | 31.12 | 18.11 | 3.628 | https://b2b.cleerline.com/SpecSheets/2-12 SSF OM3 Micro-Distribution LT Specs.pdf
2D50125MOM3P-B | Cleerline | 602573550342 | 2 Strand SSF™ Micro-Distribution LT, Plenum I/O, 50/125, OM3 | Bulk Cable | Bulk Cable-SSF | FT | 8544.70.0000 | US |  |  |  | 0.009 |  |  |  | 0.004 | https://b2b.cleerline.com/SpecSheets/2-12 SSF OM3 Micro-Distribution LT Specs.pdf
2D9125SMOS2P | Cleerline | 013964792348 | 2 Strand SSF™ Micro-Distribution LT, Plenum I/O, 9/125, G657 A2/B2 OS2 | Bulk Cable | Bulk Cable-SSF | 1000ft Spool | 8544.70.0000 | US | 12.25 | 12.25 | 7.13 | 8 | 31.12 | 31.12 | 18.11 | 3.628 | https://b2b.cleerline.com/SpecSheets/2-12 SSF OS2 Micro-Distribution LT Specs.pdf
2D9125SMOS2P-B | Cleerline | 672975129552 | 2 Strand SSF™ Micro-Distribution LT, Plenum I/O, 9/125, G657 A2/B2 OS2 | Bulk Cable | Bulk Cable-SSF | FT | 8544.70.0000 | US |  |  |  | 0.009 |  |  |  | 0.004 | https://b2b.cleerline.com/SpecSheets/2-12 SSF OS2 Micro-Distribution LT Specs.pdf
2DJMD50125OM3R | Cleerline | 658580645991 | 2 Strand SSF™ Double Jacket Micro-Distribution LT, Riser I/O, 50/125, OM3 | Bulk Cable | Bulk Cable-SSF | 1000ft Spool | 8544.70.0000 | TW | 12.25 | 12.25 | 12.25 | 17.5 | 31.12 | 31.12 | 31.12 | 7.937 | https://b2b.cleerline.com/SpecSheets/2-12 SSF OM3 DJMD LT Specs.pdf
2DJMD50125OM3R-B | Cleerline | 658580645908 | 2 Strand SSF™ Double Jacket Micro-Distribution LT, Riser I/O, 50/125, OM3 | Bulk Cable | Bulk Cable-SSF | FT | 8544.70.0000 | TW |  |  |  | 0.015 |  |  |  | 0.007 | https://b2b.cleerline.com/SpecSheets/2-12 SSF OM3 DJMD LT Specs.pdf
2DJMD50125OM4R | Cleerline | 658580646028 | 2 Strand SSF™ Double Jacket Micro-Distribution LT, Riser I/O, 50/125, OM4 | Bulk Cable | Bulk Cable-SSF | 1000ft Spool | 8544.70.0000 | TW | 12.25 | 12.25 | 12.25 | 17.5 | 31.12 | 31.12 | 31.12 | 7.937 | https://b2b.cleerline.com/SpecSheets/2-12 SSF OM4 DJMD LT Specs.pdf
2DJMD50125OM4R-B | Cleerline | 658580645939 | 2 Strand SSF™ Double Jacket Micro-Distribution LT, Riser I/O, 50/125, OM4 | Bulk Cable | Bulk Cable-SSF | FT | 8544.70.0000 | TW |  |  |  | 0.015 |  |  |  | 0.007 | https://b2b.cleerline.com/SpecSheets/2-12 SSF OM4 DJMD LT Specs.pdf
2DJMD9125OS2R | Cleerline | 658580646059 | 2 Strand SSF™ Double Jacket Micro-Distribution LT, Riser I/O, 9/125, G657 A2/B2 OS2 | Bulk Cable | Bulk Cable-SSF | 1000ft Spool | 8544.70.0000 | TW | 12.25 | 12.25 | 12.25 | 17.5 | 31.12 | 31.12 | 31.12 | 7.937 | https://b2b.cleerline.com/SpecSheets/2-12 SSF OS2 DJMD LT Specs.pdf
2DJMD9125OS2R-B | Cleerline | 658580645960 | 2 Strand SSF™ Double Jacket Micro-Distribution LT, Riser I/O, 9/125, G657 A2/B2 OS2 | Bulk Cable | Bulk Cable-SSF | FT | 8544.70.0000 | TW |  |  |  | 0.015 |  |  |  | 0.007 | https://b2b.cleerline.com/SpecSheets/2-12 SSF OS2 DJMD LT Specs.pdf
2RMD50125OM3R | Cleerline | 602573831779 | 2 Strand SSF™ Rugged Micro-Distribution LT, Riser I/O, 50/125, OM3 | Bulk Cable | Bulk Cable-SSF | 1000ft Spool | 8544.70.0000 | US | 14.38 | 14.38 | 14.38 | 33 | 36.53 | 36.53 | 36.53 | 14.966 | https://b2b.cleerline.com/SpecSheets/2-12 SSF OM3 Rugged Micro-Distribution LT Specs.pdf
2RMD50125OM3R-B | Cleerline | 602573831786 | 2 Strand SSF™ Rugged Micro-Distribution LT, Riser I/O, 50/125, OM3 | Bulk Cable | Bulk Cable-SSF | FT | 8544.70.0000 | US |  |  |  | 0.033 |  |  |  | 0.015 | https://b2b.cleerline.com/SpecSheets/2-12 SSF OM3 Rugged Micro-Distribution LT Specs.pdf
2RMD9125OS2R | Cleerline | 602573831861 | 2 Strand SSF™ Rugged Micro-Distribution LT, Riser I/O, 9/125, G657 A2/B2 OS2 | Bulk Cable | Bulk Cable-SSF | 1000ft Spool | 8544.70.0000 | US | 14.38 | 14.38 | 14.38 | 33 | 36.53 | 36.53 | 36.53 | 14.966 | https://b2b.cleerline.com/SpecSheets/2-24 SSF OS2 Rugged Micro-Distribution LT Specs.pdf
2RMD9125OS2R-B | Cleerline | 602573831878 | 2 Strand SSF™ Rugged Micro-Distribution LT, Riser I/O, 9/125, G657 A2/B2 OS2 | Bulk Cable | Bulk Cable-SSF | FT | 8544.70.0000 | US |  |  |  | 0.033 |  |  |  | 0.015 | https://b2b.cleerline.com/SpecSheets/2-24 SSF OS2 Rugged Micro-Distribution LT Specs.pdf
2TMD9125OS2PU | Cleerline | 602573831281 | 2 Strand SSF™ Tactical I/O Micro-Distribution LT, PU, 9/125, G657 A2/B2 OS2 | Bulk Cable | Bulk Cable-SSF | 1000ft Spool | 8544.70.0000 | US | 13.50 | 13.50 | 12.75 | 18.5 | 34.29 | 34.29 | 32.39 | 8.39 | https://b2b.cleerline.com/SpecSheets/2-12 SSF OS2 Tactical I/O Micro-Distribution LT Specs.pdf
2TMD9125OS2PU-B | Cleerline | 602573129098 | 2 Strand SSF™ Tactical I/O Micro-Distribution LT, PU, 9/125, G657 A2/B2 OS2 | Bulk Cable | Bulk Cable-SSF | FT | 8544.70.0000 | US |  |  |  | 0.015 |  |  |  | 0.007 | https://b2b.cleerline.com/SpecSheets/2-12 SSF OS2 Tactical I/O Micro-Distribution LT Specs.pdf
4B50125OM3P | Cleerline | 091037209238 | 4 Strand SSF™ Breakout, Plenum I/O, 50/125, OM3 | Bulk Cable | Bulk Cable-SSF | 1000ft Spool | 8544.70.0000 | US | 20 | 20 | 10.75 | 41.7 | 50.8 | 50.8 | 27.31 | 18.912 | https://b2b.cleerline.com/SpecSheets/2-4 SSF OM3 Breakout Specs.pdf
4B50125OM3P-B | Cleerline | 602573550434 | 4 Strand SSF™ Breakout, Plenum I/O, 50/125, OM3 | Bulk Cable | Bulk Cable-SSF | FT | 8544.70.0000 | US |  |  |  | 0.033 |  |  |  | 0.015 | https://b2b.cleerline.com/SpecSheets/2-4 SSF OM3 Breakout Specs.pdf
4B50125OM3R | Cleerline | 091037209320 | 4 Strand SSF™ Breakout, Riser, 50/125, OM3 | Bulk Cable | Bulk Cable-SSF | 1000ft Spool | 8544.70.0000 | US | 20 | 20 | 10.75 | 41.7 | 50.8 | 50.8 | 27.31 | 18.912 | https://b2b.cleerline.com/SpecSheets/2-4 SSF OM3 Breakout Specs.pdf
4B50125OM3R-B | Cleerline | 602573550465 | 4 Strand SSF™ Breakout, Riser, 50/125, OM3 | Bulk Cable | Bulk Cable-SSF | FT | 8544.70.0000 | US |  |  |  | 0.033 |  |  |  | 0.015 | https://b2b.cleerline.com/SpecSheets/2-4 SSF OM3 Breakout Specs.pdf
4D50125MOM3L | Cleerline | 013964792560 | 4 Strand SSF™ Micro-Distribution LT, LSZH-CPR B2ca I/O, 50/125, OM3 | Bulk Cable | Bulk Cable-SSF | 1000ft Spool | 8544.70.0000 | TW | 12.25 | 12.25 | 7.5 | 8 | 31.12 | 31.12 | 19.05 | 3.628 | https://b2b.cleerline.com/SpecSheets/2-12 SSF OM3 Micro-Distribution LT Specs.pdf
4D50125MOM3L-B | Cleerline | 669185300185 | 4 Strand SSF™ Micro-Distribution LT, LSZH-CPR B2ca I/O, 50/125, OM3 | Bulk Cable | Bulk Cable-SSF | FT | 8544.70.0000 | TW |  |  |  | 0.009 |  |  |  | 0.004 | https://b2b.cleerline.com/SpecSheets/2-12 SSF OM3 Micro-Distribution LT Specs.pdf
4D50125MOM3P | Cleerline | 091037209207 | 4 Strand SSF™ Micro-Distribution LT, Plenum I/O, 50/125, OM3 | Bulk Cable | Bulk Cable-SSF | 1000ft Spool | 8544.70.0000 | US | 12.25 | 12.25 | 7.13 | 8 | 31.12 | 31.12 | 18.11 | 3.628 | https://b2b.cleerline.com/SpecSheets/2-12 SSF OM3 Micro-Distribution LT Specs.pdf
4D50125MOM3P-B | Cleerline | 602573550489 | 4 Strand SSF™ Micro-Distribution LT, Plenum I/O, 50/125, OM3 | Bulk Cable | Bulk Cable-SSF | FT | 8544.70.0000 | US |  |  |  | 0.009 |  |  |  | 0.004 | https://b2b.cleerline.com/SpecSheets/2-12 SSF OM3 Micro-Distribution LT Specs.pdf
4D50125MOM3R | Cleerline | 013964792096 | 4 Strand SSF™ Micro-Distribution LT, Riser, 50/125, OM3 | Bulk Cable | Bulk Cable-SSF | 1000ft Spool | 8544.70.0000 | US | 12.25 | 12.25 | 7.13 | 8 | 31.12 | 31.12 | 18.11 | 3.628 | https://b2b.cleerline.com/SpecSheets/2-12 SSF OM3 Micro-Distribution LT Specs.pdf
4D50125MOM3R-B | Cleerline | 672975372217 | 4 Strand SSF™ Micro-Distribution LT, Riser, 50/125, OM3 | Bulk Cable | Bulk Cable-SSF | FT | 8544.70.0000 | US |  |  |  | 0.007 |  |  |  | 0.003 | https://b2b.cleerline.com/SpecSheets/2-12 SSF OM3 Micro-Distribution LT Specs.pdf
4D9125SMOS2L | Cleerline | 669185300215 | 4 Strand SSF™ Micro-Distribution LT, LSZH-CPR B2ca I/O, 9/125 G657 A2/B2 OS2 | Bulk Cable | Bulk Cable-SSF | 1000ft Spool | 8544.70.0000 | TW | 12.25 | 12.25 | 7.5 | 8 | 31.12 | 31.12 | 19.05 | 3.628 | https://b2b.cleerline.com/SpecSheets/2-12 SSF OS2 Micro-Distribution LT Specs.pdf
4D9125SMOS2L-B | Cleerline | 013964792386 | 4 Strand SSF™ Micro-Distribution LT, LSZH-CPR B2ca I/O, 9/125 G657 A2/B2 OS2 | Bulk Cable | Bulk Cable-SSF | FT | 8544.70.0000 | TW |  |  |  | 0.009 |  |  |  | 0.004 | https://b2b.cleerline.com/SpecSheets/2-12 SSF OS2 Micro-Distribution LT Specs.pdf
4D9125SMOS2P | Cleerline | 602573831298 | 4 Strand SSF™ Micro-Distribution LT, Plenum I/O, 9/125 G657 A2/B2 OS2 | Bulk Cable | Bulk Cable-SSF | 1000ft Spool | 8544.70.0000 | US | 12.25 | 12.25 | 7.13 | 8 | 31.12 | 31.12 | 18.11 | 3.628 | https://b2b.cleerline.com/SpecSheets/2-12 SSF OS2 Micro-Distribution LT Specs.pdf
4D9125SMOS2P-B | Cleerline | 013964792379 | 4 Strand SSF™ Micro-Distribution LT, Plenum I/O, 9/125 G657 A2/B2 OS2 | Bulk Cable | Bulk Cable-SSF | FT | 8544.70.0000 | US |  |  |  | 0.009 |  |  |  | 0.004 | https://b2b.cleerline.com/SpecSheets/2-12 SSF OS2 Micro-Distribution LT Specs.pdf
4D9125SMOS2R | Cleerline | 672975372248 | 4 Strand SSF™ Micro-Distribution LT, Riser, 9/125 G657 A2/B2 OS2 | Bulk Cable | Bulk Cable-SSF | 1000ft Spool | 8544.70.0000 | US | 12.25 | 12.25 | 7.13 | 8 | 31.12 | 31.12 | 18.11 | 3.628 | https://b2b.cleerline.com/SpecSheets/2-12 SSF OS2 Micro-Distribution LT Specs.pdf
4D9125SMOS2R-B | Cleerline | 013964792362 | 4 Strand SSF™ Micro-Distribution LT, Riser, 9/125 G657 A2/B2 OS2 | Bulk Cable | Bulk Cable-SSF | FT | 8544.70.0000 | US |  |  |  | 0.009 |  |  |  | 0.004 | https://b2b.cleerline.com/SpecSheets/2-12 SSF OS2 Micro-Distribution LT Specs.pdf
6ACS50125OM3PE | Cleerline | 602573831380 | 6 Strand SSF™ Armored Direct Burial Micro-Distribution LT, PE/OSP/Burial, 50/125, OM3 | Bulk Cable | Bulk Cable-SSF | 1000ft Spool | 8544.70.0000 | US | 22 | 22 | 10.90 | 62 | 55.88 | 55.88 | 27.69 | 28.118 | https://b2b.cleerline.com/SpecSheets/2-12 SSF OM3 Armored Direct Burial Micro-Distribution LT Specs.pdf
6ACS50125OM3PE-B | Cleerline | 602573129111 | 6 Strand SSF™ Armored Direct Burial Micro-Distribution LT, PE/OSP/Burial, 50/125, OM3 | Bulk Cable | Bulk Cable-SSF | FT | 8544.70.0000 | US |  |  |  | 0.06 |  |  |  | 0.027 | https://b2b.cleerline.com/SpecSheets/2-12 SSF OM3 Armored Direct Burial Micro-Distribution LT Specs.pdf
6ACS50125OM4PE | Cleerline | 672975372347 | 6 Strand SSF™ Armored Direct Burial Micro-Distribution LT, PE/OSP/Burial, 50/125, OM4 | Bulk Cable | Bulk Cable-SSF | 1000ft Spool | 8544.70.0000 | US | 22 | 22 | 10.90 | 62 | 55.88 | 55.88 | 27.69 | 28.118 | https://b2b.cleerline.com/SpecSheets/6-12 SSF OM4 Armored Direct Burial Micro-Distribution LT Specs.pdf
6ACS50125OM4PE-B | Cleerline | 672975372354 | 6 Strand SSF™ Armored Direct Burial Micro-Distribution LT, PE/OSP/Burial, 50/125, OM4 | Bulk Cable | Bulk Cable-SSF | FT | 8544.70.0000 | US |  |  |  | 0.06 |  |  |  | 0.027 | https://b2b.cleerline.com/SpecSheets/6-12 SSF OM4 Armored Direct Burial Micro-Distribution LT Specs.pdf
6ACS9125OS2PE | Cleerline | 602573831373 | 6 Strand SSF™ Armored Direct Burial Micro-Distribution LT, PE/OSP/Burial, 9/125, G657 A2/B2 OS2 | Bulk Cable | Bulk Cable-SSF | 1000ft Spool | 8544.70.0000 | US | 22 | 22 | 10.90 | 62 | 55.88 | 55.88 | 27.69 | 28.118 | https://b2b.cleerline.com/SpecSheets/2-24 SSF OS2 Armored Direct Burial Micro-Distribution LT Specs.pdf
6ACS9125OS2PE-B | Cleerline | 602573129203 | 6 Strand SSF™ Armored Direct Burial Micro-Distribution LT, PE/OSP/Burial, 9/125, G657 A2/B2 OS2 | Bulk Cable | Bulk Cable-SSF | FT | 8544.70.0000 | US |  |  |  | 0.06 |  |  |  | 0.027 | https://b2b.cleerline.com/SpecSheets/2-24 SSF OS2 Armored Direct Burial Micro-Distribution LT Specs.pdf
6ACS9125OS2PE-B2K | Cleerline | 672975372415 | 6 Strand SSF™ Armored Direct Burial Micro-Distribution LT, PE/OSP/Burial, 9/125, G657 A2/B2 OS2 | Bulk Cable | Bulk Cable-SSF | 2000ft Spool | 8544.70.0000 | US | 24 | 24 | 14 | 120 | 60.96 | 60.96 | 35.56 | 54.422 | https://b2b.cleerline.com/SpecSheets/2-24 SSF OS2 Armored Direct Burial Micro-Distribution LT Specs.pdf
6D50125MOM3L | Cleerline | 013964792119 | 6 Strand SSF™ Micro-Distribution LT, LSZH-CPR B2ca I/O, 50/125, OM3 | Bulk Cable | Bulk Cable-SSF | 1000ft Spool | 8544.70.0000 | TW | 12.25 | 12.25 | 7.5 | 8 | 31.12 | 31.12 | 19.05 | 3.628 | https://b2b.cleerline.com/SpecSheets/2-12 SSF OM3 Micro-Distribution LT Specs.pdf
6D50125MOM3L-B | Cleerline | 669185300222 | 6 Strand SSF™ Micro-Distribution LT, LSZH-CPR B2ca I/O, 50/125, OM3 | Bulk Cable | Bulk Cable-SSF | FT | 8544.70.0000 | TW |  |  |  | 0.009 |  |  |  | 0.004 | https://b2b.cleerline.com/SpecSheets/2-12 SSF OM3 Micro-Distribution LT Specs.pdf
6D50125MOM3P | Cleerline | 091037209214 | 6 Strand SSF™ Micro-Distribution LT, Plenum I/O, 50/125, OM3 | Bulk Cable | Bulk Cable-SSF | 1000ft Spool | 8544.70.0000 | US | 12.25 | 12.25 | 7.13 | 8 | 31.12 | 31.12 | 18.11 | 3.628 | https://b2b.cleerline.com/SpecSheets/2-12 SSF OM3 Micro-Distribution LT Specs.pdf
6D50125MOM3P-B | Cleerline | 602573830956 | 6 Strand SSF™ Micro-Distribution LT, Plenum I/O, 50/125, OM3 | Bulk Cable | Bulk Cable-SSF | FT | 8544.70.0000 | US |  |  |  | 0.009 |  |  |  | 0.004 | https://b2b.cleerline.com/SpecSheets/2-12 SSF OM3 Micro-Distribution LT Specs.pdf
6D50125MOM3P-BK | Cleerline | 602573831670 | 6 Strand SSF™ Micro-Distribution LT, Black, Plenum I/O, 50/125, OM3 | Bulk Cable | Bulk Cable-SSF | 1000ft Spool | 8544.70.0000 | US | 12.25 | 12.25 | 7.13 | 8 | 31.12 | 31.12 | 18.11 | 3.628 | https://b2b.cleerline.com/SpecSheets/2-12 SSF OM3 Micro-Distribution LT Specs.pdf
6D50125MOM3P-BK-B | Cleerline | 602573831663 | 6 Strand SSF™ Micro-Distribution LT, Black, Plenum I/O, 50/125, OM3 | Bulk Cable | Bulk Cable-SSF | FT | 8544.70.0000 | US | 12 | 8.3 | 12 | 0.009 | 30.48 | 21.08 | 30.48 | 0.004 | https://b2b.cleerline.com/SpecSheets/2-12 SSF OM3 Micro-Distribution LT Specs.pdf
6D50125MOM3R | Cleerline | 013964792102 | 6 Strand SSF™ Micro-Distribution LT, Riser, 50/125, OM3 | Bulk Cable | Bulk Cable-SSF | 1000ft Spool | 8544.70.0000 | US | 12.25 | 12.25 | 7.13 | 8 | 31.12 | 31.12 | 18.11 | 3.628 | https://b2b.cleerline.com/SpecSheets/2-12 SSF OM3 Micro-Distribution LT Specs.pdf
6D50125MOM3R-B | Cleerline | 672975372187 | 6 Strand SSF™ Micro-Distribution LT, Riser, 50/125, OM3 | Bulk Cable | Bulk Cable-SSF | FT | 8544.70.0000 | US |  |  |  | 0.007 |  |  |  | 0.003 | https://b2b.cleerline.com/SpecSheets/2-12 SSF OM3 Micro-Distribution LT Specs.pdf
6D50125MOM4L | Cleerline | 669185300239 | 6 Strand SSF™ Micro-Distribution LT, LSZH-CPR B2ca I/O, 50/125, OM4 | Bulk Cable | Bulk Cable-SSF | 1000ft Spool | 8544.70.0000 | TW | 12.25 | 12.25 | 7.5 | 8 | 31.12 | 31.12 | 19.05 | 3.628 | https://b2b.cleerline.com/SpecSheets/2-12 SSF OM4 Micro-Distribution LT Specs.pdf
6D50125MOM4L-B | Cleerline | 669185300246 | 6 Strand SSF™ Micro-Distribution LT, LSZH-CPR B2ca I/O, 50/125, OM4 | Bulk Cable | Bulk Cable-SSF | FT | 8544.70.0000 | TW |  |  |  | 0.009 |  |  |  | 0.004 | https://b2b.cleerline.com/SpecSheets/2-12 SSF OM4 Micro-Distribution LT Specs.pdf
6D50125MOM4P | Cleerline | 091037859662 | 6 Strand SSF™ Micro-Distribution LT, Plenum I/O, 50/125, OM4 | Bulk Cable | Bulk Cable-SSF | 1000ft Spool | 8544.70.0000 | US | 12.25 | 12.25 | 7.13 | 8 | 31.12 | 31.12 | 18.11 | 3.628 | https://b2b.cleerline.com/SpecSheets/2-12 SSF OM4 Micro-Distribution LT Specs.pdf
6D50125MOM4P-B | Cleerline | 602573831427 | 6 Strand SSF™ Micro-Distribution LT, Plenum I/O, 50/125, OM4 | Bulk Cable | Bulk Cable-SSF | FT | 8544.70.0000 | US |  |  |  | 0.009 |  |  |  | 0.004 | https://b2b.cleerline.com/SpecSheets/2-12 SSF OM4 Micro-Distribution LT Specs.pdf
6D9125SMOS2L | Cleerline | 669185300253 | 6 Strand SSF™ Micro-Distribution LT, LSZH-CPR B2ca I/O, 9/125, G657 A2/B2 OS2 | Bulk Cable | Bulk Cable-SSF | 1000ft Spool | 8544.70.0000 | TW | 12 | 12 | 7 | 8.3 | 30.48 | 30.48 | 17.78 | 3.764 | https://b2b.cleerline.com/SpecSheets/2-12 SSF OS2 Micro-Distribution LT Specs.pdf
6D9125SMOS2L-B | Cleerline | 669185300260 | 6 Strand SSF™ Micro-Distribution LT, LSZH-CPR B2ca I/O, 9/125, G657 A2/B2 OS2 | Bulk Cable | Bulk Cable-SSF | FT | 8544.70.0000 | TW |  |  |  | 0.009 |  |  |  | 0.004 | https://b2b.cleerline.com/SpecSheets/2-12 SSF OS2 Micro-Distribution LT Specs.pdf
6D9125SMOS2P | Cleerline | 602573831359 | 6 Strand SSF™ Micro-Distribution LT, Plenum I/O, 9/125, G657 A2/B2 OS2 | Bulk Cable | Bulk Cable-SSF | 1000ft Spool | 8544.70.0000 | US | 12.25 | 12.25 | 7.13 | 8 | 31.12 | 31.12 | 18.11 | 3.628 | https://b2b.cleerline.com/SpecSheets/2-12 SSF OS2 Micro-Distribution LT Specs.pdf
6D9125SMOS2P-B | Cleerline | 091037209146 | 6 Strand SSF™ Micro-Distribution LT, Plenum I/O, 9/125, G657 A2/B2 OS2 | Bulk Cable | Bulk Cable-SSF | FT | 8544.70.0000 | US |  |  |  | 0.009 |  |  |  | 0.004 | https://b2b.cleerline.com/SpecSheets/2-12 SSF OS2 Micro-Distribution LT Specs.pdf
6D9125SMOS2P-B2K | Cleerline | 672975372392 | 6 Strand SSF™ Micro-Distribution LT, Plenum I/O, 9/125, G657 A2/B2 OS2 | Bulk Cable | Bulk Cable-SSF | 2000ft Spool | 8544.70.0000 | US | 12 | 12 | 11 | 16 | 30.48 | 30.48 | 27.94 | 7.256 | https://b2b.cleerline.com/SpecSheets/2-12 SSF OS2 Micro-Distribution LT Specs.pdf
6D9125SMOS2R | Cleerline | 672975372194 | 6 Strand SSF™ Micro-Distribution LT, Riser, 9/125, G657 A2/B2 OS2 | Bulk Cable | Bulk Cable-SSF | 1000ft Spool | 8544.70.0000 | US | 12 | 12 | 5 | 8 | 30.48 | 30.48 | 12.7 | 3.628 | https://b2b.cleerline.com/SpecSheets/2-12 SSF OS2 Micro-Distribution LT Specs.pdf
6D9125SMOS2R-B | Cleerline | 013964792393 | 6 Strand SSF™ Micro-Distribution LT, Riser, 9/125, G657 A2/B2 OS2 | Bulk Cable | Bulk Cable-SSF | FT | 8544.70.0000 | US |  |  |  | 0.009 |  |  |  | 0.004 | https://b2b.cleerline.com/SpecSheets/2-12 SSF OS2 Micro-Distribution LT Specs.pdf
6DJMD50125OM3R | Cleerline | 658580646110 | 6 Strand SSF™ Double Jacket Micro-Distribution LT, Riser I/O, 50/125, OM3 | Bulk Cable | Bulk Cable-SSF | 1000ft Spool | 8544.70.0000 | TW | 12.25 | 12.25 | 12.25 | 17.5 | 31.12 | 31.12 | 31.12 | 7.937 | https://b2b.cleerline.com/SpecSheets/2-12 SSF OM3 DJMD LT Specs.pdf
6DJMD50125OM3R-B | Cleerline | 658580645915 | 6 Strand SSF™ Double Jacket Micro-Distribution LT, Riser I/O, 50/125, OM3 | Bulk Cable | Bulk Cable-SSF | FT | 8544.70.0000 | TW |  |  |  | 0.015 |  |  |  | 0.007 | https://b2b.cleerline.com/SpecSheets/2-12 SSF OM3 DJMD LT Specs.pdf
6DJMD50125OM4R | Cleerline | 658580646035 | 6 Strand SSF™ Double Jacket Micro-Distribution LT, Riser I/O, 50/125, OM4 | Bulk Cable | Bulk Cable-SSF | 1000ft Spool | 8544.70.0000 | TW | 12.25 | 12.25 | 12.25 | 17.5 | 31.12 | 31.12 | 31.12 | 7.937 | https://b2b.cleerline.com/SpecSheets/2-12 SSF OM4 DJMD LT Specs.pdf
6DJMD50125OM4R-B | Cleerline | 658580645946 | 6 Strand SSF™ Double Jacket Micro-Distribution LT, Riser I/O, 50/125, OM4 | Bulk Cable | Bulk Cable-SSF | FT | 8544.70.0000 | TW |  |  |  | 0.015 |  |  |  | 0.007 | https://b2b.cleerline.com/SpecSheets/2-12 SSF OM4 DJMD LT Specs.pdf
6DJMD9125OS2R | Cleerline | 658580646066 | 6 Strand SSF™ Double Jacket Micro-Distribution LT, Riser I/O, 9/125, G657 A2/B2 OS2 | Bulk Cable | Bulk Cable-SSF | 1000ft Spool | 8544.70.0000 | TW | 12.25 | 12.25 | 12.25 | 17.5 | 31.12 | 31.12 | 31.12 | 7.937 | https://b2b.cleerline.com/SpecSheets/2-12 SSF OS2 DJMD LT Specs.pdf
6DJMD9125OS2R-B | Cleerline | 658580645977 | 6 Strand SSF™ Double Jacket Micro-Distribution LT, Riser I/O, 9/125, G657 A2/B2 OS2 | Bulk Cable | Bulk Cable-SSF | FT | 8544.70.0000 | TW |  |  |  | 0.015 |  |  |  | 0.007 | https://b2b.cleerline.com/SpecSheets/2-12 SSF OS2 DJMD LT Specs.pdf
6IAD50125MOM3P | Cleerline | 602573831335 | 6 Strand SSF™ Interlocking Armored Micro-Distribution LT, Plenum, 50/125, OM3 | Bulk Cable | Bulk Cable-SSF | 1000ft Spool | 8544.70.0000 | US | 24 | 24 | 14 | 87 | 60.96 | 60.96 | 35.56 | 39.456 | https://b2b.cleerline.com/SpecSheets/6-144 SSF OM3 Interlocking Armored Micro-Distribution LT Specs.pdf
6IAD50125MOM3P-B | Cleerline | 602573129234 | 6 Strand SSF™ Interlocking Armored Micro-Distribution LT, Plenum, 50/125, OM3 | Bulk Cable | Bulk Cable-SSF | FT | 8544.70.0000 | US |  |  |  | 0.111 |  |  |  | 0.05 | https://b2b.cleerline.com/SpecSheets/6-144 SSF OM3 Interlocking Armored Micro-Distribution LT Specs.pdf
6IAD50125MOM4P | Cleerline | 669185300581 | 6 Strand SSF™ Interlocking Armored Micro-Distribution LT, Plenum, 50/125, OM4 | Bulk Cable | Bulk Cable-SSF | 1000ft Spool | 8544.70.0000 | US | 24 | 24 | 13 | 90 | 60.96 | 60.96 | 33.02 | 40.816 | https://b2b.cleerline.com/SpecSheets/6-144 SSF OM4 Interlocking Armored Micro-Distribution LT Specs.pdf
6IAD50125MOM4P-B | Cleerline | 602573830376 | 6 Strand SSF™ Interlocking Armored Micro-Distribution LT, Plenum, 50/125, OM4 | Bulk Cable | Bulk Cable-SSF | FT | 8544.70.0000 | US |  |  |  | 0.111 |  |  |  | 0.05 | https://b2b.cleerline.com/SpecSheets/6-144 SSF OM4 Interlocking Armored Micro-Distribution LT Specs.pdf
6IAD9125SMOS2P | Cleerline | 602573831342 | 6 Strand SSF™ Interlocking Armored Micro-Distribution LT, Plenum, 9/125, G657 A2/B2 OS2 | Bulk Cable | Bulk Cable-SSF | 1000ft Spool | 8544.70.0000 | US | 24 | 24 | 14 | 87 | 60.96 | 60.96 | 35.56 | 39.456 | https://b2b.cleerline.com/SpecSheets/6-144 SSF OS2 Interlocking Armored Micro-Distribution LT Specs.pdf
6IAD9125SMOS2P-B | Cleerline | 602573129241 | 6 Strand SSF™ Interlocking Armored Micro-Distribution LT, Plenum, 9/125, G657 A2/B2 OS2 | Bulk Cable | Bulk Cable-SSF | FT | 8544.70.0000 | US |  |  |  | 0.111 |  |  |  | 0.05 | https://b2b.cleerline.com/SpecSheets/6-144 SSF OS2 Interlocking Armored Micro-Distribution LT Specs.pdf
6RMD50125OM3R | Cleerline | 602573831809 | 6 Strand SSF™ Rugged Micro-Distribution LT, Riser I/O, 50/125, OM3 | Bulk Cable | Bulk Cable-SSF | 1000ft Spool | 8544.70.0000 | US | 14.38 | 14.38 | 14.38 | 33 | 36.53 | 36.53 | 36.53 | 14.966 | https://b2b.cleerline.com/SpecSheets/2-12 SSF OM3 Rugged Micro-Distribution LT Specs.pdf
6RMD50125OM3R-B | Cleerline | 602573831816 | 6 Strand SSF™ Rugged Micro-Distribution LT, Riser I/O, 50/125, OM3 | Bulk Cable | Bulk Cable-SSF | FT | 8544.70.0000 | US |  |  |  | 0.033 |  |  |  | 0.015 | https://b2b.cleerline.com/SpecSheets/2-12 SSF OM3 Rugged Micro-Distribution LT Specs.pdf
6RMD50125OM4R | Cleerline | 672975372293 | 6 Strand SSF™ Rugged Micro-Distribution LT, Riser I/O, 5/125, OM4 | Bulk Cable | Bulk Cable-SSF | 1000ft Spool | 8544.70.0000 | US | 14.38 | 14.38 | 14.38 | 33 | 36.53 | 36.53 | 36.53 | 14.966 | https://b2b.cleerline.com/SpecSheets/6-24 SSF OM4 Rugged Micro-Distribution LT Specs.pdf
6RMD50125OM4R-B | Cleerline | 672975372309 | 6 Strand SSF™ Rugged Micro-Distribution LT, Riser I/O, 5/125, OM4 | Bulk Cable | Bulk Cable-SSF | FT | 8544.70.0000 | US |  |  |  | 0.033 |  |  |  | 0.015 | https://b2b.cleerline.com/SpecSheets/6-24 SSF OM4 Rugged Micro-Distribution LT Specs.pdf
6RMD9125OS2R | Cleerline | 602573831892 | 6 Strand SSF™ Rugged Micro-Distribution LT, Riser I/O, 9/125, G657 A2/B2 OS2 | Bulk Cable | Bulk Cable-SSF | 1000ft Spool | 8544.70.0000 | US | 14.38 | 14.38 | 14.38 | 33 | 36.53 | 36.53 | 36.53 | 14.966 | https://b2b.cleerline.com/SpecSheets/2-24 SSF OS2 Rugged Micro-Distribution LT Specs.pdf
6RMD9125OS2R-B | Cleerline | 602573831908 | 6 Strand SSF™ Rugged Micro-Distribution LT, Riser I/O, 9/125, G657 A2/B2 OS2 | Bulk Cable | Bulk Cable-SSF | FT | 8544.70.0000 | US |  |  |  | 0.033 |  |  |  | 0.015 | https://b2b.cleerline.com/SpecSheets/2-24 SSF OS2 Rugged Micro-Distribution LT Specs.pdf
6RMD9125OS2R-B2K | Cleerline | 672975372408 | 6 Strand SSF™ Rugged Micro-Distribution LT, Riser I/O, 9/125, G657 A2/B2 OS2 | Bulk Cable | Bulk Cable-SSF | 2000ft Spool | 8544.70.0000 | US | 16 | 16 | 13 | 62 | 40.64 | 40.64 | 33.02 | 28.118 | https://b2b.cleerline.com/SpecSheets/2-24 SSF OS2 Rugged Micro-Distribution LT Specs.pdf
CXDCHD250 | Planet Waves | 019954949822 | Planet Waves™ Dual HD Coax - Black | Bulk Cable | Bulk Cable-Planet Waves Coax | 250ft Box | 8544.2 | TW | 12 | 4 | 13 | 10.7 | 30.48 | 10.16 | 33.02 | 4.853 | https://b2b.cleerline.com/SpecSheets/PW Dual Conductor Coax Cable Specs.pdf
CXSCHD250 | Planet Waves | 019954949839 | Planet Waves™ Single HD Coax - Black | Bulk Cable | Bulk Cable-Planet Waves Coax | 250ft Box | 8544.2 | TW | 12 | 4 | 13 | 5.3 | 30.48 | 10.16 | 33.02 | 2.404 | https://b2b.cleerline.com/SpecSheets/PW Single Conductor Coax Cable Specs.pdf
CXSCHD250R | Planet Waves | 019954949860 | Planet Waves™ Single HD Coax - Red | Bulk Cable | Bulk Cable-Planet Waves Coax | 250ft Box | 8544.2 | TW | 12 | 4 | 13 | 5.3 | 30.48 | 10.16 | 33.02 | 2.404 | https://b2b.cleerline.com/SpecSheets/PW Single Conductor Coax Cable Specs.pdf
CXSCHD250W | Planet Waves | 019954951207 | Planet Waves™ Single HD Coax - White | Bulk Cable | Bulk Cable-Planet Waves Coax | 250ft Box | 8544.2 | TW | 12 | 4 | 13 | 5.3 | 30.48 | 10.16 | 33.02 | 2.404 | https://b2b.cleerline.com/SpecSheets/PW Single Conductor Coax Cable Specs.pdf
CXSCP500 | Planet Waves | 019954957995 | Planet Waves™ Pre-Wire Coax- Single - Black | Bulk Cable | Bulk Cable-Planet Waves Coax | 500ft Spool | 8544.2 | CN | 11 | 7 | 11 | 9.43 | 27.94 | 17.78 | 27.94 | 4.277 | https://b2b.cleerline.com/SpecSheets/PW Pre-Wire Cable Specs.pdf
D29125SMOSL | Cleerline | 669185300123 | Duplex SSF™ LSZH-CPR B2ca I/O, 9/125, G657 A2/B2 OS2 | Bulk Cable | Bulk Cable-SSF | 1000ft Spool | 8544.70.0000 | TW | 13 | 13 | 14 | 15 | 33.02 | 33.02 | 35.56 | 6.803 | https://b2b.cleerline.com/SpecSheets/Duplex SSF OS2 Specs.pdf
D29125SMOSL-B | Cleerline | 013964792324 | Duplex SSF™ LSZH-CPR B2ca I/O, 9/125, G657 A2/B2 OS2 | Bulk Cable | Bulk Cable-SSF | FT | 8544.70.0000 | TW |  |  |  | 0.014 |  |  |  | 0.006 | https://b2b.cleerline.com/SpecSheets/Duplex SSF OS2 Specs.pdf
D29125SMOSP | Cleerline | 602573831618 | Duplex SSF™ Plenum I/O, 9/125, G657 A2/B2 OS2 | Bulk Cable | Bulk Cable-SSF | 1000ft Spool | 8544.70.0000 | US | 13 | 13 | 13.50 | 15 | 33.02 | 33.02 | 34.29 | 6.803 | https://b2b.cleerline.com/SpecSheets/Duplex SSF OS2 Specs.pdf
D29125SMOSP-B | Cleerline | 013964792317 | Duplex SSF™ Plenum I/O, 9/125, G657 A2/B2 OS2 | Bulk Cable | Bulk Cable-SSF | FT | 8544.70.0000 | US |  |  |  | 0.014 |  |  |  | 0.006 | https://b2b.cleerline.com/SpecSheets/Duplex SSF OS2 Specs.pdf
D29125SMOSP-BK | Cleerline | 669185300734 | Duplex SSF™ Black, Plenum I/O, 9/125, G657 A2/B2 OS2 | Bulk Cable | Bulk Cable-SSF | 1000ft Spool | 8544.70.0000 | US | 13 | 13 | 13.50 | 15 | 33.02 | 33.02 | 34.29 | 6.803 | https://b2b.cleerline.com/SpecSheets/Duplex SSF OS2 Specs.pdf
D29125SMOSP-BK-B | Cleerline | 669185300741 | Duplex SSF™ Black, Plenum I/O, 9/125, G657 A2/B2 OS2 | Bulk Cable | Bulk Cable-SSF | FT | 8544.70.0000 | US |  |  |  | 0.014 |  |  |  | 0.006 | https://b2b.cleerline.com/SpecSheets/Duplex SSF OS2 Specs.pdf
D29125SMOSR | Cleerline | 013964792300 | Duplex SSF™ Riser, 9/125, G657 A2/B2 OS2 | Bulk Cable | Bulk Cable-SSF | 1000ft Spool | 8544.70.0000 | US | 13 | 13 | 13.50 | 15 | 33.02 | 33.02 | 34.29 | 6.803 | https://b2b.cleerline.com/SpecSheets/Duplex SSF OS2 Specs.pdf
D29125SMOSR-B | Cleerline | 672975129538 | Duplex SSF™ Riser, 9/125, G657 A2/B2 OS2 | Bulk Cable | Bulk Cable-SSF | FT | 8544.70.0000 | US |  |  |  | 0.014 |  |  |  | 0.006 | https://b2b.cleerline.com/SpecSheets/Duplex SSF OS2 Specs.pdf
D50125MOM3L | Cleerline | 013964792072 | Duplex SSF™ LSZH-CPR B2ca I/O, 50/125, OM3 | Bulk Cable | Bulk Cable-SSF | 1000ft Spool | 8544.70.0000 | TW | 13 | 13 | 14 | 15.1 | 33.02 | 33.02 | 35.56 | 6.848 | https://b2b.cleerline.com/SpecSheets/Duplex SSF OM3 Specs.pdf
D50125MOM3L-B | Cleerline | 669185300130 | Duplex SSF™ LSZH-CPR B2ca I/O, 50/125, OM3 | Bulk Cable | Bulk Cable-SSF | FT | 8544.70.0000 | TW |  |  |  | 0.014 |  |  |  | 0.006 | https://b2b.cleerline.com/SpecSheets/Duplex SSF OM3 Specs.pdf
D50125MOM3P | Cleerline | 091037209030 | Duplex SSF™ Plenum I/O, 50/125, OM3 | Bulk Cable | Bulk Cable-SSF | 1000ft Spool | 8544.70.0000 | US | 13 | 13 | 13.50 | 15 | 33.02 | 33.02 | 34.29 | 6.803 | https://b2b.cleerline.com/SpecSheets/Duplex SSF OM3 Specs.pdf
D50125MOM3P-500 | Cleerline | 672975371593 | Duplex SSF™ Plenum I/O, 50/125, OM3 | Bulk Cable | Bulk Cable-SSF | 500ft Spool | 8544.70.0000 | US | 13.25 | 8.75 | 13.50 | 9 | 33.66 | 22.23 | 34.29 | 4.082 | https://b2b.cleerline.com/SpecSheets/Duplex SSF OM3 Specs.pdf
D50125MOM3P-B | Cleerline | 602573550793 | Duplex SSF™ Plenum I/O, 50/125, OM3 | Bulk Cable | Bulk Cable-SSF | FT | 8544.70.0000 | US |  |  |  | 0.014 |  |  |  | 0.006 | https://b2b.cleerline.com/SpecSheets/Duplex SSF OM3 Specs.pdf
D50125MOM3P-BK | Cleerline | 602573129432 | Duplex SSF™ Black, Plenum I/O, 50/125, OM3 | Bulk Cable | Bulk Cable-SSF | 1000ft Spool | 8544.70.0000 | US | 13 | 13 | 13.50 | 15 | 33.02 | 33.02 | 34.29 | 6.803 | https://b2b.cleerline.com/SpecSheets/Duplex SSF OM3 Specs.pdf
D50125MOM3P-BK-B | Cleerline | 602573550786 | Duplex SSF™ Black, Plenum I/O, 50/125, OM3 | Bulk Cable | Bulk Cable-SSF | FT | 8544.70.0000 | US |  |  |  | 0.014 |  |  |  | 0.006 | https://b2b.cleerline.com/SpecSheets/Duplex SSF OM3 Specs.pdf
D50125MOM3R | Cleerline | 091037209023 | Duplex SSF™ Riser, 50/125, OM3 | Bulk Cable | Bulk Cable-SSF | 1000ft Spool | 8544.70.0000 | US | 13 | 13 | 13.50 | 15 | 33.02 | 33.02 | 34.29 | 6.803 | https://b2b.cleerline.com/SpecSheets/Duplex SSF OM3 Specs.pdf
D50125MOM3R-500 | Cleerline | 672975371937 | Duplex SSF™ Riser, 50/125, OM3 | Bulk Cable | Bulk Cable-SSF | 500ft Spool | 8544.70.0000 | US | 13.25 | 8.75 | 13.50 | 9 | 33.66 | 22.23 | 34.29 | 4.082 | https://b2b.cleerline.com/SpecSheets/Duplex SSF OM3 Specs.pdf
D50125MOM3R-B | Cleerline | 602573550809 | Duplex SSF™ Riser, 50/125, OM3 | Bulk Cable | Bulk Cable-SSF | FT | 8544.70.0000 | US |  |  |  | 0.014 |  |  |  | 0.006 | https://b2b.cleerline.com/SpecSheets/Duplex SSF OM3 Specs.pdf
D50125MOM4P | Cleerline | 013964792164 | Duplex SSF™ Plenum I/O, 50/125, OM4 | Bulk Cable | Bulk Cable-SSF | 1000ft Spool | 8544.70.0000 | US | 13 | 13 | 13.50 | 15 | 33.02 | 33.02 | 34.29 | 6.803 | https://b2b.cleerline.com/SpecSheets/Duplex SSF OM4 Specs.pdf
D50125MOM4P-B | Cleerline | 602573550908 | Duplex SSF™ Plenum I/O, 50/125, OM4 | Bulk Cable | Bulk Cable-SSF | FT | 8544.70.0000 | US |  |  |  | 0.014 |  |  |  | 0.006 | https://b2b.cleerline.com/SpecSheets/Duplex SSF OM4 Specs.pdf
D50125MOM4R | Cleerline | 602573830635 | Duplex SSF™ Riser, 50/125, OM4 | Bulk Cable | Bulk Cable-SSF | 1000ft Spool | 8544.70.0000 | US | 13 | 13 | 13.50 | 15 | 33.02 | 33.02 | 34.29 | 6.803 | https://b2b.cleerline.com/SpecSheets/Duplex SSF OM4 Specs.pdf
D50125MOM4R-B | Cleerline | 672975129545 | Duplex SSF™ Riser, 50/125, OM4 | Bulk Cable | Bulk Cable-SSF | FT | 8544.70.0000 | US |  |  |  | 0.014 |  |  |  | 0.006 | https://b2b.cleerline.com/SpecSheets/Duplex SSF OM4 Specs.pdf
DH9125SMOS2P | Cleerline | 672975129583 | Duplex SSF™/Traditional Plenum I/O, 9/125, G657 A2/B2 OS2 | Bulk Cable | Bulk Cable-SSF | 1000ft Spool | 8544.70.0000 | US | 12.37 | 12.37 | 12.13 | 13.74 | 31.42 | 31.42 | 30.81 | 6.231 | https://b2b.cleerline.com/SpecSheets/Duplex 1xSSF+1xBendSafe OS2 Hybrid Demarc Specs.pdf
DH9125SMOS2P-B | Cleerline | 672975129590 | Duplex SSF™/Traditional Plenum I/O, 9/125, G657 A2/B2 OS2 | Bulk Cable | Bulk Cable-SSF | FT | 8544.70.0000 | US |  |  |  | 0.014 |  |  |  | 0.006 | https://b2b.cleerline.com/SpecSheets/Duplex 1xSSF+1xBendSafe OS2 Hybrid Demarc Specs.pdf
S19125SMOSL | Cleerline | 669185300277 | Simplex SSF™ LSZH-CPR I/O, 9/125, G657 A2/B2 OS2 | Bulk Cable | Bulk Cable-SSF | 1000ft Spool | 8544.70.0000 | TW | 14 | 14 | 9 | 8.9 | 35.56 | 35.56 | 22.86 | 4.036 | https://b2b.cleerline.com/SpecSheets/Simplex SSF OS2 Specs.pdf
S19125SMOSL-B | Cleerline | 013964792294 | Simplex SSF™ LSZH-CPR I/O, 9/125, G657 A2/B2 OS2 | Bulk Cable | Bulk Cable-SSF | FT | 8544.70.0000 | TW |  |  |  | 0.007 |  |  |  | 0.003 | https://b2b.cleerline.com/SpecSheets/Simplex SSF OS2 Specs.pdf
S19125SMOSP | Cleerline | 013964792287 | Simplex SSF™ Plenum I/O, 9/125, G657 A2/B2 OS2 | Bulk Cable | Bulk Cable-SSF | 1000ft Spool | 8544.70.0000 | US | 13.25 | 8.75 | 13.50 | 8.5 | 33.66 | 22.23 | 34.29 | 3.855 | https://b2b.cleerline.com/SpecSheets/Simplex SSF OS2 Specs.pdf
S19125SMOSP-B | Cleerline | 091037209122 | Simplex SSF™ Plenum I/O, 9/125, G657 A2/B2 OS2 | Bulk Cable | Bulk Cable-SSF | FT | 8544.70.0000 | US |  |  |  | 0.009 |  |  |  | 0.004 | https://b2b.cleerline.com/SpecSheets/Simplex SSF OS2 Specs.pdf
S50125MOM3L | Cleerline | 013964792065 | Simplex SSF™ LSZH-CPR I/O, 50/125, OM3 | Bulk Cable | Bulk Cable-SSF | 1000ft Spool | 8544.70.0000 | TW | 14 | 14 | 9 | 9 | 35.56 | 35.56 | 22.86 | 4.082 | https://b2b.cleerline.com/SpecSheets/Simplex SSF OM3 Specs.pdf
S50125MOM3L-B | Cleerline | 669185300284 | Simplex SSF™ LSZH-CPR I/O, 50/125, OM3 | Bulk Cable | Bulk Cable-SSF | FT | 8544.70.0000 | TW |  |  |  | 0.009 |  |  |  | 0.004 | https://b2b.cleerline.com/SpecSheets/Simplex SSF OM3 Specs.pdf
S50125MOM3P | Cleerline | 091037209016 | Simplex SSF™ Plenum I/O, 50/125, OM3 | Bulk Cable | Bulk Cable-SSF | 1000ft Spool | 8544.70.0000 | US | 13.25 | 8.75 | 13.50 | 8.5 | 33.66 | 22.23 | 34.29 | 3.855 | https://b2b.cleerline.com/SpecSheets/Simplex SSF OM3 Specs.pdf
S50125MOM3P-B | Cleerline | 602573550830 | Simplex SSF™ Plenum I/O, 50/125, OM3 | Bulk Cable | Bulk Cable-SSF | FT | 8544.70.0000 | US |  |  |  | 0.009 |  |  |  | 0.004 | https://b2b.cleerline.com/SpecSheets/Simplex SSF OM3 Specs.pdf
S50125MOM3R | Cleerline | 091037209009 | Simplex SSF™ Riser, 50/125, OM3 | Bulk Cable | Bulk Cable-SSF | 1000ft Spool | 8544.70.0000 | US | 13.25 | 8.75 | 13.50 | 8.5 | 33.66 | 22.23 | 34.29 | 3.855 | https://b2b.cleerline.com/SpecSheets/Simplex SSF OM3 Specs.pdf
S50125MOM3R-B | Cleerline | 602573550861 | Simplex SSF™ Riser, 50/125, OM3 | Bulk Cable | Bulk Cable-SSF | FT | 8544.70.0000 | US |  |  |  | 0.009 |  |  |  | 0.004 | https://b2b.cleerline.com/SpecSheets/Simplex SSF OM3 Specs.pdf
S50125MOM4P | Cleerline | 013964792157 | Simplex SSF™ Plenum I/O, 50/125, OM4 | Bulk Cable | Bulk Cable-SSF | 1000ft Spool | 8544.70.0000 | US | 13.25 | 8.75 | 13.50 | 8.5 | 33.66 | 22.23 | 34.29 | 3.855 | https://b2b.cleerline.com/SpecSheets/Simplex SSF OM4 Specs.pdf
S50125MOM4P-B | Cleerline | 602573550892 | Simplex SSF™ Plenum I/O, 50/125, OM4 | Bulk Cable | Bulk Cable-SSF | FT | 8544.70.0000 | US |  |  |  | 0.009 |  |  |  | 0.004 | https://b2b.cleerline.com/SpecSheets/Simplex SSF OM4 Specs.pdf
3DOM3LCLC0.5m | Cleerline | 669185299977 | Duplex Patch Cable, LC/UPC-LC/UPC, OM3, 3.0 mm Riser, 0.5 m / 1.6 ft | Cables | Cables-Fiber Patch Cables | Each | 8544.70.0000 | CN | 9.25 | 7.88 | 0.50 | 0.05 | 23.5 | 20.02 | 1.27 | 0.023 | https://b2b.cleerline.com/SpecSheets/Duplex SM/MM Patch Cords Specs.pdf
3DOM3LCLC01m | Cleerline | 013964792508 | Duplex Patch Cable, LC/UPC-LC/UPC, OM3, 3.0 mm Riser, 1 m / 3.3 ft | Cables | Cables-Fiber Patch Cables | Each | 8544.70.0000 | CN | 9.25 | 7.88 | 0.50 | 0.06 | 23.5 | 20.02 | 1.27 | 0.027 | https://b2b.cleerline.com/SpecSheets/Duplex SM/MM Patch Cords Specs.pdf
3DOM3LCLC02m | Cleerline | 013964792799 | Duplex Patch Cable, LC/UPC-LC/UPC, OM3, 3.0 mm Riser, 2 m / 6.6 ft | Cables | Cables-Fiber Patch Cables | Each | 8544.70.0000 | CN | 9.25 | 7.88 | 0.50 | 0.09 | 23.5 | 20.02 | 1.27 | 0.041 | https://b2b.cleerline.com/SpecSheets/Duplex SM/MM Patch Cords Specs.pdf
3DOM3LCLC03m | Cleerline | 013964792805 | Duplex Patch Cable, LC/UPC-LC/UPC, OM3, 3.0 mm Riser, 3 m / 9.8 ft | Cables | Cables-Fiber Patch Cables | Each | 8544.70.0000 | CN | 9.25 | 7.88 | 0.50 | 0.12 | 23.5 | 20.02 | 1.27 | 0.054 | https://b2b.cleerline.com/SpecSheets/Duplex SM/MM Patch Cords Specs.pdf
3DOM3LCLC05m | Cleerline | 602573129470 | Duplex Patch Cable, LC/UPC-LC/UPC, OM3, 3.0 mm Riser, 5 m / 16.4 ft | Cables | Cables-Fiber Patch Cables | Each | 8544.70.0000 | CN | 9.25 | 7.88 | 0.50 | 0.18 | 23.5 | 20.02 | 1.27 | 0.082 | https://b2b.cleerline.com/SpecSheets/Duplex SM/MM Patch Cords Specs.pdf
3DOM3LCLC10m | Cleerline | 672975129279 | Duplex Patch Cable, LC/UPC-LC/UPC, OM3, 3.0 mm Riser, 10 m / 33 ft | Cables | Cables-Fiber Patch Cables | Each | 8544.70.0000 | CN | 9.25 | 7.88 | 1 | 0.32 | 23.5 | 20.02 | 2.54 | 0.145 | https://b2b.cleerline.com/SpecSheets/Duplex SM/MM Patch Cords Specs.pdf
3DOM3LCSC01m | Cleerline | 013964792515 | Duplex Patch Cable, LC/UPC-SC/UPC, OM3, 3.0 mm Riser, 1 m / 3.3 ft | Cables | Cables-Fiber Patch Cables | Each | 8544.70.0000 | CN | 9.25 | 7.88 | 0.50 | 0.06 | 23.5 | 20.02 | 1.27 | 0.027 | https://b2b.cleerline.com/SpecSheets/Duplex SM/MM Patch Cords Specs.pdf
3DOM3LCSC02m | Cleerline | 013964792881 | Duplex Patch Cable, LC/UPC-SC/UPC, OM3, 3.0 mm Riser, 2 m / 6.6 ft | Cables | Cables-Fiber Patch Cables | Each | 8544.70.0000 | CN | 9.25 | 7.88 | 0.50 | 0.09 | 23.5 | 20.02 | 1.27 | 0.041 | https://b2b.cleerline.com/SpecSheets/Duplex SM/MM Patch Cords Specs.pdf
3DOM3LCSC03m | Cleerline | 013964792898 | Duplex Patch Cable, LC/UPC-SC/UPC, OM3, 3.0 mm Riser, 3 m / 9.8 ft | Cables | Cables-Fiber Patch Cables | Each | 8544.70.0000 | CN | 9.25 | 7.88 | 0.50 | 0.12 | 23.5 | 20.02 | 1.27 | 0.054 | https://b2b.cleerline.com/SpecSheets/Duplex SM/MM Patch Cords Specs.pdf
3DOM3LCSC05m | Cleerline | 602573129449 | Duplex Patch Cable, LC/UPC-SC/UPC, OM3, 3.0 mm Riser, 5 m / 16.4 ft | Cables | Cables-Fiber Patch Cables | Each | 8544.70.0000 | CN | 9.25 | 7.88 | 0.50 | 0.18 | 23.5 | 20.02 | 1.27 | 0.082 | https://b2b.cleerline.com/SpecSheets/Duplex SM/MM Patch Cords Specs.pdf
3DOM3LCSC10m | Cleerline | 672975129286 | Duplex Patch Cable, LC/UPC-SC/UPC, OM3, 3.0 mm Riser, 10 m / 33 ft | Cables | Cables-Fiber Patch Cables | Each | 8544.70.0000 | CN | 9.25 | 7.88 | 1 | 0.32 | 23.5 | 20.02 | 2.54 | 0.145 | https://b2b.cleerline.com/SpecSheets/Duplex SM/MM Patch Cords Specs.pdf
3DOM3SCSC01m | Cleerline | 013964792522 | Duplex Patch Cable, SC/UPC-SC/UPC, OM3, 3.0 mm Riser, 1 m / 3.3 ft | Cables | Cables-Fiber Patch Cables | Each | 8544.70.0000 | CN | 9.25 | 7.88 | 0.50 | 0.06 | 23.5 | 20.02 | 1.27 | 0.027 | https://b2b.cleerline.com/SpecSheets/Duplex SM/MM Patch Cords Specs.pdf
3DOM3SCSC02m | Cleerline | 013964792768 | Duplex Patch Cable, SC/UPC-SC/UPC, OM3, 3.0 mm Riser, 2 m / 6.6 ft | Cables | Cables-Fiber Patch Cables | Each | 8544.70.0000 | CN | 9.25 | 7.88 | 0.50 | 0.09 | 23.5 | 20.02 | 1.27 | 0.041 | https://b2b.cleerline.com/SpecSheets/Duplex SM/MM Patch Cords Specs.pdf
3DOM3SCSC03m | Cleerline | 013964792850 | Duplex Patch Cable, SC/UPC-SC/UPC, OM3, 3.0 mm Riser, 3 m / 9.8 ft | Cables | Cables-Fiber Patch Cables | Each | 8544.70.0000 | CN | 9.25 | 7.88 | 0.50 | 0.12 | 23.5 | 20.02 | 1.27 | 0.054 | https://b2b.cleerline.com/SpecSheets/Duplex SM/MM Patch Cords Specs.pdf
3DOM3SCSC05m | Cleerline | 672975129248 | Duplex Patch Cable, SC/UPC-SC/UPC, OM3, 3.0 mm Riser, 5 m / 16.4 ft | Cables | Cables-Fiber Patch Cables | Each | 8544.70.0000 | CN | 9.25 | 7.88 | 0.50 | 0.18 | 23.5 | 20.02 | 1.27 | 0.082 | https://b2b.cleerline.com/SpecSheets/Duplex SM/MM Patch Cords Specs.pdf
3DOM3SCSC10m | Cleerline | 672975129255 | Duplex Patch Cable, SC/UPC-SC/UPC, OM3, 3.0 mm Riser, 10 m / 33 ft | Cables | Cables-Fiber Patch Cables | Each | 8544.70.0000 | CN | 9.25 | 7.88 | 1 | 0.32 | 23.5 | 20.02 | 2.54 | 0.145 | https://b2b.cleerline.com/SpecSheets/Duplex SM/MM Patch Cords Specs.pdf
3DOM4LCLC0.5m | Cleerline | 669185299984 | Duplex Patch Cable, LC/UPC-LC/UPC, OM4, 3.0 mm Riser, 0.5 m / 1.6 ft | Cables | Cables-Fiber Patch Cables | Each | 8544.70.0000 | CN | 9.25 | 7.88 | 0.50 | 0.06 | 23.5 | 20.02 | 1.27 | 0.027 | https://b2b.cleerline.com/SpecSheets/Duplex SM/MM Patch Cords Specs.pdf
3DOM4LCLC01m | Cleerline | 013964792935 | Duplex Patch Cable, LC/UPC-LC/UPC, OM4, 3.0 mm Riser, 1 m / 3.3 ft | Cables | Cables-Fiber Patch Cables | Each | 8544.70.0000 | CN | 9.25 | 7.88 | 0.50 | 0.06 | 23.5 | 20.02 | 1.27 | 0.027 | https://b2b.cleerline.com/SpecSheets/Duplex SM/MM Patch Cords Specs.pdf
3DOM4LCLC02m | Cleerline | 013964792942 | Duplex Patch Cable, LC/UPC-LC/UPC, OM4, 3.0 mm Riser, 2 m / 6.6 ft | Cables | Cables-Fiber Patch Cables | Each | 8544.70.0000 | CN | 9.25 | 7.88 | 0.50 | 0.09 | 23.5 | 20.02 | 1.27 | 0.041 | https://b2b.cleerline.com/SpecSheets/Duplex SM/MM Patch Cords Specs.pdf
3DOM4LCLC03m | Cleerline | 013964792959 | Duplex Patch Cable, LC/UPC-LC/UPC, OM4, 3.0 mm Riser, 3 m / 9.8 ft | Cables | Cables-Fiber Patch Cables | Each | 8544.70.0000 | CN | 9.25 | 7.88 | 0.50 | 0.12 | 23.5 | 20.02 | 1.27 | 0.054 | https://b2b.cleerline.com/SpecSheets/Duplex SM/MM Patch Cords Specs.pdf
3DOM4LCLC05m | Cleerline | 672975129316 | Duplex Patch Cable, LC/UPC-LC/UPC, OM4, 3.0 mm Riser, 5 m / 16.4 ft | Cables | Cables-Fiber Patch Cables | Each | 8544.70.0000 | CN | 9.25 | 7.88 | 0.50 | 0.18 | 23.5 | 20.02 | 1.27 | 0.082 | https://b2b.cleerline.com/SpecSheets/Duplex SM/MM Patch Cords Specs.pdf
3DOM4LCLC10m | Cleerline | 672975129323 | Duplex Patch Cable, LC/UPC-LC/UPC, OM4, 3.0 mm Riser, 10 m / 33 ft | Cables | Cables-Fiber Patch Cables | Each | 8544.70.0000 | CN | 9.25 | 7.88 | 1 | 0.32 | 23.5 | 20.02 | 2.54 | 0.145 | https://b2b.cleerline.com/SpecSheets/Duplex SM/MM Patch Cords Specs.pdf
3DOM4LCSC01m | Cleerline | 672975129330 | Duplex Patch Cable, LC/UPC-SC/UPC, OM4, 3.0 mm Riser, 1 m / 3.3 ft | Cables | Cables-Fiber Patch Cables | Each | 8544.70.0000 | CN | 9.25 | 7.88 | 0.50 | 0.06 | 23.5 | 20.02 | 1.27 | 0.027 | https://b2b.cleerline.com/SpecSheets/Duplex SM/MM Patch Cords Specs.pdf
3DOM4LCSC02m | Cleerline | 672975129347 | Duplex Patch Cable, LC/UPC-SC/UPC, OM4, 3.0 mm Riser, 2 m / 6.6 ft | Cables | Cables-Fiber Patch Cables | Each | 8544.70.0000 | CN | 9.25 | 7.88 | 0.50 | 0.09 | 23.5 | 20.02 | 1.27 | 0.041 | https://b2b.cleerline.com/SpecSheets/Duplex SM/MM Patch Cords Specs.pdf
3DOM4LCSC03m | Cleerline | 672975129354 | Duplex Patch Cable, LC/UPC-SC/UPC, OM4, 3.0 mm Riser, 3 m / 9.8 ft | Cables | Cables-Fiber Patch Cables | Each | 8544.70.0000 | CN | 9.25 | 7.88 | 0.50 | 0.12 | 23.5 | 20.02 | 1.27 | 0.054 | https://b2b.cleerline.com/SpecSheets/Duplex SM/MM Patch Cords Specs.pdf
3DOM4LCSC05m | Cleerline | 672975129361 | Duplex Patch Cable, LC/UPC-SC/UPC, OM4, 3.0 mm Riser, 5 m / 16.4 ft | Cables | Cables-Fiber Patch Cables | Each | 8544.70.0000 | CN | 9.25 | 7.88 | 0.50 | 0.18 | 23.5 | 20.02 | 1.27 | 0.082 | https://b2b.cleerline.com/SpecSheets/Duplex SM/MM Patch Cords Specs.pdf
3DOM4LCSC10m | Cleerline | 672975129378 | Duplex Patch Cable, LC/UPC-SC/UPC, OM4, 3.0 mm Riser, 10 m / 33 ft | Cables | Cables-Fiber Patch Cables | Each | 8544.70.0000 | CN | 9.25 | 7.88 | 1 | 0.32 | 23.5 | 20.02 | 2.54 | 0.145 | https://b2b.cleerline.com/SpecSheets/Duplex SM/MM Patch Cords Specs.pdf
3DOM4SCSC01m | Cleerline | 013964792904 | Duplex Patch Cable, SC/UPC-SC/UPC, OM4, 3.0 mm Riser, 1 m / 3.3 ft | Cables | Cables-Fiber Patch Cables | Each | 8544.70.0000 | CN | 9.25 | 7.88 | 0.50 | 0.06 | 23.5 | 20.02 | 1.27 | 0.027 | https://b2b.cleerline.com/SpecSheets/Duplex SM/MM Patch Cords Specs.pdf
3DOM4SCSC02m | Cleerline | 013964792911 | Duplex Patch Cable, SC/UPC-SC/UPC, OM4, 3.0 mm Riser, 2 m / 6.6 ft | Cables | Cables-Fiber Patch Cables | Each | 8544.70.0000 | CN | 9.25 | 7.88 | 0.50 | 0.09 | 23.5 | 20.02 | 1.27 | 0.041 | https://b2b.cleerline.com/SpecSheets/Duplex SM/MM Patch Cords Specs.pdf
3DOM4SCSC03m | Cleerline | 013964792928 | Duplex Patch Cable, SC/UPC-SC/UPC, OM4, 3.0 mm Riser, 3 m / 9.8 ft | Cables | Cables-Fiber Patch Cables | Each | 8544.70.0000 | CN | 9.25 | 7.88 | 0.50 | 0.12 | 23.5 | 20.02 | 1.27 | 0.054 | https://b2b.cleerline.com/SpecSheets/Duplex SM/MM Patch Cords Specs.pdf
3DOM4SCSC05m | Cleerline | 672975129293 | Duplex Patch Cable, SC/UPC-SC/UPC, OM4, 3.0 mm Riser, 5 m / 16.4 ft | Cables | Cables-Fiber Patch Cables | Each | 8544.70.0000 | CN | 9.25 | 7.88 | 0.50 | 0.18 | 23.5 | 20.02 | 1.27 | 0.082 | https://b2b.cleerline.com/SpecSheets/Duplex SM/MM Patch Cords Specs.pdf
3DOM4SCSC10m | Cleerline | 672975129309 | Duplex Patch Cable, SC/UPC-SC/UPC, OM4, 3.0 mm Riser, 10 m / 33 ft | Cables | Cables-Fiber Patch Cables | Each | 8544.70.0000 | CN | 9.25 | 7.88 | 1 | 0.32 | 23.5 | 20.02 | 2.54 | 0.145 | https://b2b.cleerline.com/SpecSheets/Duplex SM/MM Patch Cords Specs.pdf
3DOS2LCLC0.5m-APC | Cleerline | 658580381721 | Duplex Patch Cable, LC/APC-LC/APC, OS2, 3.0 mm Riser, 0.5 m / 1.6 ft | Cables | Cables-Fiber Patch Cables | Each | 8544.70.0000 | CN | 9.25 | 7.88 | 0.50 | 0.06 | 23.5 | 20.02 | 1.27 | 0.027 | https://b2b.cleerline.com/SpecSheets/Duplex SM/MM Patch Cords Specs.pdf
3DOS2LCLC0.5m-UPC | Cleerline | 658580381639 | Duplex Patch Cable, LC/UPC-LC/UPC, OS2, 3.0 mm Riser, 0.5 m / 1.6 ft | Cables | Cables-Fiber Patch Cables | Each | 8544.70.0000 | CN | 9.25 | 7.88 | 0.50 | 0.06 | 23.5 | 20.02 | 1.27 | 0.027 | https://b2b.cleerline.com/SpecSheets/Duplex SM/MM Patch Cords Specs.pdf
3DOS2LCLC01m-APC | Cleerline | 091037209474 | Duplex Patch Cable, LC/APC-LC/APC, OS2, 3.0 mm Riser, 1 m / 3.3 ft | Cables | Cables-Fiber Patch Cables | Each | 8544.70.0000 | CN | 9.25 | 7.88 | 0.50 | 0.06 | 23.5 | 20.02 | 1.27 | 0.027 | https://b2b.cleerline.com/SpecSheets/Duplex SM/MM Patch Cords Specs.pdf
3DOS2LCLC01m-UPC | Cleerline | 013964792997 | Duplex Patch Cable, LC/UPC-LC/UPC, OS2, 3.0 mm Riser, 1 m / 3.3 ft | Cables | Cables-Fiber Patch Cables | Each | 8544.70.0000 | CN | 9.25 | 7.88 | 0.50 | 0.06 | 23.5 | 20.02 | 1.27 | 0.027 | https://b2b.cleerline.com/SpecSheets/Duplex SM/MM Patch Cords Specs.pdf
3DOS2LCLC02m-APC | Cleerline | 091037209481 | Duplex Patch Cable, LC/APC-LC/APC, OS2, 3.0 mm Riser, 2 m / 6.6 ft | Cables | Cables-Fiber Patch Cables | Each | 8544.70.0000 | CN | 9.25 | 7.88 | 0.50 | 0.09 | 23.5 | 20.02 | 1.27 | 0.041 | https://b2b.cleerline.com/SpecSheets/Duplex SM/MM Patch Cords Specs.pdf
3DOS2LCLC02m-UPC | Cleerline | 091037859884 | Duplex Patch Cable, LC/UPC-LC/UPC, OS2, 3.0 mm Riser, 2 m / 6.6 ft | Cables | Cables-Fiber Patch Cables | Each | 8544.70.0000 | CN | 9.25 | 7.88 | 0.50 | 0.09 | 23.5 | 20.02 | 1.27 | 0.041 | https://b2b.cleerline.com/SpecSheets/Duplex SM/MM Patch Cords Specs.pdf
3DOS2LCLC03m-APC | Cleerline | 091037209498 | Duplex Patch Cable, LC/APC-LC/APC, OS2, 3.0 mm Riser, 3 m / 9.8 ft | Cables | Cables-Fiber Patch Cables | Each | 8544.70.0000 | CN | 9.25 | 7.88 | 0.50 | 0.12 | 23.5 | 20.02 | 1.27 | 0.054 | https://b2b.cleerline.com/SpecSheets/Duplex SM/MM Patch Cords Specs.pdf
3DOS2LCLC03m-UPC | Cleerline | 091037859891 | Duplex Patch Cable, LC/UPC-LC/UPC, OS2, 3.0 mm Riser, 3 m / 9.8 ft | Cables | Cables-Fiber Patch Cables | Each | 8544.70.0000 | CN | 9.25 | 7.88 | 0.50 | 0.12 | 23.5 | 20.02 | 1.27 | 0.054 | https://b2b.cleerline.com/SpecSheets/Duplex SM/MM Patch Cords Specs.pdf
3DOS2LCLC05m-APC | Cleerline | 672975129408 | Duplex Patch Cable, LC/APC-LC/APC, OS2, 3.0 mm Riser, 5 m / 16.4 ft | Cables | Cables-Fiber Patch Cables | Each | 8544.70.0000 | CN | 9.25 | 7.88 | 0.50 | 0.18 | 23.5 | 20.02 | 1.27 | 0.082 | https://b2b.cleerline.com/SpecSheets/Duplex SM/MM Patch Cords Specs.pdf
3DOS2LCLC05m-UPC | Cleerline | 672975129033 | Duplex Patch Cable, LC/UPC-LC/UPC, OS2, 3.0 mm Riser, 5 m / 16.4 ft | Cables | Cables-Fiber Patch Cables | Each | 8544.70.0000 | CN | 9.25 | 7.88 | 0.50 | 0.18 | 23.5 | 20.02 | 1.27 | 0.082 | https://b2b.cleerline.com/SpecSheets/Duplex SM/MM Patch Cords Specs.pdf
3DOS2LCLC10m-APC | Cleerline | 672975129415 | Duplex Patch Cable, LC/APC-LC/APC, OS2, 3.0 mm Riser, 10 m / 33 ft | Cables | Cables-Fiber Patch Cables | Each | 8544.70.0000 | CN | 9.25 | 7.88 | 1 | 0.32 | 23.5 | 20.02 | 2.54 | 0.145 | https://b2b.cleerline.com/SpecSheets/Duplex SM/MM Patch Cords Specs.pdf
3DOS2LCLC10m-UPC | Cleerline | 672975129040 | Duplex Patch Cable, LC/UPC-LC/UPC, OS2, 3.0 mm Riser, 10 m / 33 ft | Cables | Cables-Fiber Patch Cables | Each | 8544.70.0000 | CN | 9.25 | 7.88 | 1 | 0.32 | 23.5 | 20.02 | 2.54 | 0.145 | https://b2b.cleerline.com/SpecSheets/Duplex SM/MM Patch Cords Specs.pdf
3DOS2LCSC01m-APC | Cleerline | 672975129422 | Duplex Patch Cable, LC/APC-SC/APC, OS2, 3.0 mm Riser, 1 m / 3.3 ft | Cables | Cables-Fiber Patch Cables | Each | 8544.70.0000 | CN | 9.25 | 7.88 | 0.50 | 0.06 | 23.5 | 20.02 | 1.27 | 0.027 | https://b2b.cleerline.com/SpecSheets/Duplex SM/MM Patch Cords Specs.pdf
3DOS2LCSC01m-UPC | Cleerline | 091037209078 | Duplex Patch Cable, LC/UPC-SC/UPC, OS2, 3.0 mm Riser, 1 m / 3.3 ft | Cables | Cables-Fiber Patch Cables | Each | 8544.70.0000 | CN | 9.25 | 7.88 | 0.50 | 0.06 | 23.5 | 20.02 | 1.27 | 0.027 | https://b2b.cleerline.com/SpecSheets/Duplex SM/MM Patch Cords Specs.pdf
3DOS2LCSC02m-APC | Cleerline | 672975129439 | Duplex Patch Cable, LC/APC-SC/APC, OS2, 3.0 mm Riser, 2 m / 6.6 ft | Cables | Cables-Fiber Patch Cables | Each | 8544.70.0000 | CN | 9.25 | 7.88 | 0.50 | 0.09 | 23.5 | 20.02 | 1.27 | 0.041 | https://b2b.cleerline.com/SpecSheets/Duplex SM/MM Patch Cords Specs.pdf
3DOS2LCSC02m-UPC | Cleerline | 091037209092 | Duplex Patch Cable, LC/UPC-SC/UPC, OS2, 3.0 mm Riser, 2 m / 6.6 ft | Cables | Cables-Fiber Patch Cables | Each | 8544.70.0000 | CN | 9.25 | 7.88 | 0.50 | 0.09 | 23.5 | 20.02 | 1.27 | 0.041 | https://b2b.cleerline.com/SpecSheets/Duplex SM/MM Patch Cords Specs.pdf
3DOS2LCSC03m-APC | Cleerline | 672975129446 | Duplex Patch Cable, LC/APC-SC/APC, OS2, 3.0 mm Riser, 3 m / 9.8 ft | Cables | Cables-Fiber Patch Cables | Each | 8544.70.0000 | CN | 9.25 | 7.88 | 0.50 | 0.12 | 23.5 | 20.02 | 1.27 | 0.054 | https://b2b.cleerline.com/SpecSheets/Duplex SM/MM Patch Cords Specs.pdf
3DOS2LCSC03m-UPC | Cleerline | 091037209351 | Duplex Patch Cable, LC/UPC-SC/UPC, OS2, 3.0 mm Riser, 3 m / 9.8 ft | Cables | Cables-Fiber Patch Cables | Each | 8544.70.0000 | CN | 9.25 | 7.88 | 0.50 | 0.12 | 23.5 | 20.02 | 1.27 | 0.054 | https://b2b.cleerline.com/SpecSheets/Duplex SM/MM Patch Cords Specs.pdf
3DOS2LCSC05m-APC | Cleerline | 672975129453 | Duplex Patch Cable, LC/APC-SC/APC, OS2, 3.0 mm Riser, 5 m / 16.4 ft | Cables | Cables-Fiber Patch Cables | Each | 8544.70.0000 | CN | 9.25 | 7.88 | 0.50 | 0.18 | 23.5 | 20.02 | 1.27 | 0.082 | https://b2b.cleerline.com/SpecSheets/Duplex SM/MM Patch Cords Specs.pdf
3DOS2LCSC05m-UPC | Cleerline | 672975129057 | Duplex Patch Cable, LC/UPC-SC/UPC, OS2, 3.0 mm Riser, 5 m / 16.4 ft | Cables | Cables-Fiber Patch Cables | Each | 8544.70.0000 | CN | 9.25 | 7.88 | 0.50 | 0.18 | 23.5 | 20.02 | 1.27 | 0.082 | https://b2b.cleerline.com/SpecSheets/Duplex SM/MM Patch Cords Specs.pdf
3DOS2LCSC10m-APC | Cleerline | 672975129460 | Duplex Patch Cable, LC/APC-SC/APC, OS2, 3.0 mm Riser, 10 m / 33 ft | Cables | Cables-Fiber Patch Cables | Each | 8544.70.0000 | CN | 9.25 | 7.88 | 1 | 0.32 | 23.5 | 20.02 | 2.54 | 0.145 | https://b2b.cleerline.com/SpecSheets/Duplex SM/MM Patch Cords Specs.pdf
3DOS2LCSC10m-UPC | Cleerline | 672975129064 | Duplex Patch Cable, LC/UPC-SC/UPC, OS2, 3.0 mm Riser, 10 m / 33 ft | Cables | Cables-Fiber Patch Cables | Each | 8544.70.0000 | CN | 9.25 | 7.88 | 1 | 0.32 | 23.5 | 20.02 | 2.54 | 0.145 | https://b2b.cleerline.com/SpecSheets/Duplex SM/MM Patch Cords Specs.pdf
3DOS2SCSC01m-APC | Cleerline | 091037209375 | Duplex Patch Cable, SC/APC-SC/APC, OS2, 3.0 mm Riser, 1 m / 3.3 ft | Cables | Cables-Fiber Patch Cables | Each | 8544.70.0000 | CN | 9.25 | 7.88 | 0.50 | 0.06 | 23.5 | 20.02 | 1.27 | 0.027 | https://b2b.cleerline.com/SpecSheets/Duplex SM/MM Patch Cords Specs.pdf
3DOS2SCSC01m-UPC | Cleerline | 013964792966 | Duplex Patch Cable, SC/UPC-SC/UPC, OS2, 3.0 mm Riser, 1 m / 3.3 ft | Cables | Cables-Fiber Patch Cables | Each | 8544.70.0000 | CN | 9.25 | 7.88 | 0.50 | 0.06 | 23.5 | 20.02 | 1.27 | 0.027 | https://b2b.cleerline.com/SpecSheets/Duplex SM/MM Patch Cords Specs.pdf
3DOS2SCSC02m-APC | Cleerline | 091037209450 | Duplex Patch Cable, SC/APC-SC/APC, OS2, 3.0 mm Riser, 2 m / 6.6 ft | Cables | Cables-Fiber Patch Cables | Each | 8544.70.0000 | CN | 9.25 | 7.88 | 0.50 | 0.09 | 23.5 | 20.02 | 1.27 | 0.041 | https://b2b.cleerline.com/SpecSheets/Duplex SM/MM Patch Cords Specs.pdf
3DOS2SCSC02m-UPC | Cleerline | 013964792973 | Duplex Patch Cable, SC/UPC-SC/UPC, OS2, 3.0 mm Riser, 2 m / 6.6 ft | Cables | Cables-Fiber Patch Cables | Each | 8544.70.0000 | CN | 9.25 | 7.88 | 0.50 | 0.09 | 23.5 | 20.02 | 1.27 | 0.041 | https://b2b.cleerline.com/SpecSheets/Duplex SM/MM Patch Cords Specs.pdf
3DOS2SCSC03m-APC | Cleerline | 091037209467 | Duplex Patch Cable, SC/APC-SC/APC, OS2, 3.0 mm Riser, 3 m / 9.8 ft | Cables | Cables-Fiber Patch Cables | Each | 8544.70.0000 | CN | 9.25 | 7.88 | 0.50 | 0.12 | 23.5 | 20.02 | 1.27 | 0.054 | https://b2b.cleerline.com/SpecSheets/Duplex SM/MM Patch Cords Specs.pdf
3DOS2SCSC03m-UPC | Cleerline | 013964792980 | Duplex Patch Cable, SC/UPC-SC/UPC, OS2, 3.0 mm Riser, 3 m / 9.8 ft | Cables | Cables-Fiber Patch Cables | Each | 8544.70.0000 | CN | 9.25 | 7.88 | 0.50 | 0.12 | 23.5 | 20.02 | 1.27 | 0.054 | https://b2b.cleerline.com/SpecSheets/Duplex SM/MM Patch Cords Specs.pdf
3DOS2SCSC05m-APC | Cleerline | 672975129385 | Duplex Patch Cable, SC/APC-SC/APC, OS2, 3.0 mm Riser, 5 m / 16.4 ft | Cables | Cables-Fiber Patch Cables | Each | 8544.70.0000 | CN | 9.25 | 7.88 | 0.50 | 0.18 | 23.5 | 20.02 | 1.27 | 0.082 | https://b2b.cleerline.com/SpecSheets/Duplex SM/MM Patch Cords Specs.pdf
3DOS2SCSC05m-UPC | Cleerline | 672975129071 | Duplex Patch Cable, SC/UPC-SC/UPC, OS2, 3.0 mm Riser, 5 m / 16.4 ft | Cables | Cables-Fiber Patch Cables | Each | 8544.70.0000 | CN | 9.25 | 7.88 | 0.50 | 0.18 | 23.5 | 20.02 | 1.27 | 0.082 | https://b2b.cleerline.com/SpecSheets/Duplex SM/MM Patch Cords Specs.pdf
3DOS2SCSC10m-APC | Cleerline | 672975129392 | Duplex Patch Cable, SC/APC-SC/APC, OS2, 3.0 mm Riser, 10 m / 33 ft | Cables | Cables-Fiber Patch Cables | Each | 8544.70.0000 | CN | 9.25 | 7.88 | 1 | 0.32 | 23.5 | 20.02 | 2.54 | 0.145 | https://b2b.cleerline.com/SpecSheets/Duplex SM/MM Patch Cords Specs.pdf
3DOS2SCSC10m-UPC | Cleerline | 672975129088 | Duplex Patch Cable, SC/UPC-SC/UPC, OS2, 3.0 mm Riser, 10 m / 33 ft | Cables | Cables-Fiber Patch Cables | Each | 8544.70.0000 | CN | 9.25 | 7.88 | 1 | 0.32 | 23.5 | 20.02 | 2.54 | 0.145 | https://b2b.cleerline.com/SpecSheets/Duplex SM/MM Patch Cords Specs.pdf
PW-LINKD | Planet Waves | 602573550083 | RJ45 to 3.5SP Right Angle adapter cable | Cables | Cables-PW LINK | Each | 8544.42.9000 | CN | 6 | 1 | 4 | 0.06 | 15.24 | 2.54 | 10.16 | 0.027 | https://b2b.cleerline.com/SpecSheets/PW-LINK Specs.pdf
PW-LINKKIT | Planet Waves | 602573550090 | 2x RJ45 to 3.5SP 1 Straight 1 Rt Angle w/RJ45 Adapter | Cables | Cables-PW LINK | Each | 8544.42.9000 | CN | 6 | 1 | 4 | 0.15 | 15.24 | 2.54 | 10.16 | 0.068 | https://b2b.cleerline.com/SpecSheets/PW-LINK Specs.pdf
SRGDSCSC010ft-APC | Cleerline | 669185300086 | Simplex Rugged Drop Cable, SC/APC-SC/APC, OS2, 4.8 mm Riser I/O, 3 m / 10 ft | Cables | Cables-Drop Cables | Each | 8544.70.0000 | US | 12.38 | 12 | 2.25 | 0.17 | 31.45 | 30.48 | 5.72 | 0.077 | https://b2b.cleerline.com/SpecSheets/Simplex Rugged Drop Cable Specs.pdf
SRGDSCSC025ft-APC | Cleerline | 658580645304 | Simplex Rugged Drop Cable, SC/APC-SC/APC, OS2, 4.8 mm Riser I/O, 7.6 m / 25 ft | Cables | Cables-Drop Cables | Each | 8544.70.0000 | US | 12.38 | 12 | 2.25 | 0.38 | 31.45 | 30.48 | 5.72 | 0.172 | https://b2b.cleerline.com/SpecSheets/Simplex Rugged Drop Cable Specs.pdf
SRGDSCSC050ft-APC | Cleerline | 658580645311 | Simplex Rugged Drop Cable, SC/APC-SC/APC, OS2, 4.8 mm Riser I/O, 15.2 m / 50 ft | Cables | Cables-Drop Cables | Each | 8544.70.0000 | US | 12.38 | 12 | 2.25 | 0.77 | 31.45 | 30.48 | 5.72 | 0.349 | https://b2b.cleerline.com/SpecSheets/Simplex Rugged Drop Cable Specs.pdf
SRGDSCSC075ft-APC | Cleerline | 658580645328 | Simplex Rugged Drop Cable, SC/APC-SC/APC, OS2, 4.8 mm Riser I/O, 22.8 m / 75 ft | Cables | Cables-Drop Cables | Each | 8544.70.0000 | US | 12.38 | 12 | 2.25 | 1.13 | 31.45 | 30.48 | 5.72 | 0.512 | https://b2b.cleerline.com/SpecSheets/Simplex Rugged Drop Cable Specs.pdf
SRGDSCSC100ft-APC | Cleerline | 658580645335 | Simplex Rugged Drop Cable, SC/APC-SC/APC, OS2, 4.8 mm Riser I/O, 30.4 m / 100 ft | Cables | Cables-Drop Cables | Each | 8544.70.0000 | US | 12.38 | 12 | 2.25 | 1.51 | 31.45 | 30.48 | 5.72 | 0.685 | https://b2b.cleerline.com/SpecSheets/Simplex Rugged Drop Cable Specs.pdf
SRGDSCSC125ft-APC | Cleerline | 658580645342 | Simplex Rugged Drop Cable, SC/APC-SC/APC, OS2, 4.8 mm Riser I/O, 38.1 m / 125 ft | Cables | Cables-Drop Cables | Each | 8544.70.0000 | US | 12.38 | 12 | 2.25 | 1.89 | 31.45 | 30.48 | 5.72 | 0.857 | https://b2b.cleerline.com/SpecSheets/Simplex Rugged Drop Cable Specs.pdf
SRGDSCSC150ft-APC | Cleerline | 658580645359 | Simplex Rugged Drop Cable, SC/APC-SC/APC, OS2, 4.8 mm Riser I/O, 45.7 m / 150 ft | Cables | Cables-Drop Cables | Each | 8544.70.0000 | US | 12.38 | 12 | 2.25 | 2.32 | 31.45 | 30.48 | 5.72 | 1.052 | https://b2b.cleerline.com/SpecSheets/Simplex Rugged Drop Cable Specs.pdf
SSF-48UHD-AOC-05m | Cleerline | 672975129606 | SSF™ 8K/UHD 48Gbps Active Optical HDMI 16.40ft / 5m | Cables | Cables-HDMI | Each | 8544.42.0000 | CN | 9 | 9.50 | 1.56 | 0.7 | 22.86 | 24.13 | 3.96 | 0.317 | https://b2b.cleerline.com/SpecSheets/SSF 8K HDMI AOC Specs.pdf
SSF-48UHD-AOC-07.5m | Cleerline | 672975129613 | SSF™ 8K/UHD 48Gbps Active Optical HDMI 24.61ft / 7.5m | Cables | Cables-HDMI | Each | 8544.42.0000 | CN | 9 | 9.50 | 1.56 | 0.8 | 22.86 | 24.13 | 3.96 | 0.363 | https://b2b.cleerline.com/SpecSheets/SSF 8K HDMI AOC Specs.pdf
SSF-48UHD-AOC-10m | Cleerline | 672975129620 | SSF™ 8K/UHD 48Gbps Active Optical HDMI 32.80ft / 10m | Cables | Cables-HDMI | Each | 8544.42.0000 | CN | 9 | 9.50 | 1.56 | 0.94 | 22.86 | 24.13 | 3.96 | 0.426 | https://b2b.cleerline.com/SpecSheets/SSF 8K HDMI AOC Specs.pdf
SSF-48UHD-AOC-12.5m | Cleerline | 672975129637 | SSF™ 8K/UHD 48Gbps Active Optical HDMI 41.01ft/ 12.5m | Cables | Cables-HDMI | Each | 8544.42.0000 | CN | 9 | 9.50 | 1.56 | 1.1 | 22.86 | 24.13 | 3.96 | 0.499 | https://b2b.cleerline.com/SpecSheets/SSF 8K HDMI AOC Specs.pdf
SSF-48UHD-AOC-15m | Cleerline | 672975129644 | SSF™ 8K/UHD 48Gbps Active Optical HDMI 49.21ft / 15m | Cables | Cables-HDMI | Each | 8544.42.0000 | CN | 9 | 9.50 | 1.56 | 1.2 | 22.86 | 24.13 | 3.96 | 0.544 | https://b2b.cleerline.com/SpecSheets/SSF 8K HDMI AOC Specs.pdf
SSF-48UHD-AOC-20m | Cleerline | 672975129651 | SSF™ 8K/UHD 48Gbps Active Optical HDMI 65.62ft / 20m | Cables | Cables-HDMI | Each | 8544.42.0000 | CN | 9 | 9.50 | 2.63 | 2.1 | 22.86 | 24.13 | 6.68 | 0.952 | https://b2b.cleerline.com/SpecSheets/SSF 8K HDMI AOC Specs.pdf
SSF-48UHD-AOC-30m | Cleerline | 672975129668 | SSF™ 8K/UHD 48Gbps Active Optical HDMI 98.43ft / 30m | Cables | Cables-HDMI | Each | 8544.42.0000 | CN | 9 | 9.50 | 2.63 | 2.6 | 22.86 | 24.13 | 6.68 | 1.179 | https://b2b.cleerline.com/SpecSheets/SSF 8K HDMI AOC Specs.pdf
SSF-48UHD-AOC-40m | Cleerline | 672975129972 | SSF™ 8K/UHD 48Gbps Active Optical HDMI 131.23ft / 40m | Cables | Cables-HDMI | Each | 8544.42.0000 | CN | 9 | 9.50 | 2.63 | 3.18 | 22.86 | 24.13 | 6.68 | 1.442 | https://b2b.cleerline.com/SpecSheets/SSF 8K HDMI AOC Specs.pdf
SSF-48UHD-AOC-60m | Cleerline | 669185299830 | SSF™ 8K/UHD 48Gbps Active Optical HDMI 196.85ft / 60m | Cables | Cables-HDMI | Each | 8544.42.0000 | CN | 9.50 | 4.50 | 8.75 | 4.5 | 24.13 | 11.43 | 22.23 | 2.041 | https://b2b.cleerline.com/SpecSheets/SSF 8K HDMI AOC Specs.pdf
SSF-AOCPI | Cleerline | 672975371784 | SSF AOC HDMI power injector | Cables | Cables-HDMI | Each | 8544.42.0000 | CN | 7.75 | 3.50 | 0.50 | 0.05 | 19.69 | 8.89 | 1.27 | 0.023
SSF-CLRMMLCLC-125 | Cleerline | 602573550144 | Transparent SSF MM 50/125, 900µm, terminated LCLC, 125ft / 38m | Cables | Cables-Fiber Patch Cables | Each | 8544.70.0000 | TW | 6.50 | 5 | 1 | 0.25 | 16.51 | 12.7 | 2.54 | 0.113 | https://b2b.cleerline.com/SpecSheets/CLEERFIBER Specs.pdf
SSF-CLRMMLCLC-75 | Cleerline | 602573550137 | Transparent SSF MM 50/125, 900µm, terminated LCLC, 75ft / 23m | Cables | Cables-Fiber Patch Cables | Each | 8544.70.0000 | TW | 6.50 | 5 | 1 | 0.25 | 16.51 | 12.7 | 2.54 | 0.113 | https://b2b.cleerline.com/SpecSheets/CLEERFIBER Specs.pdf
SSF-CLRMMSCSC-125 | Cleerline | 602573550168 | Transparent SSF MM 50/125, 900µm, terminated SCSC, 125ft / 38m | Cables | Cables-Fiber Patch Cables | Each | 8544.70.0000 | TW | 6.50 | 5 | 1 | 0.25 | 16.51 | 12.7 | 2.54 | 0.113 | https://b2b.cleerline.com/SpecSheets/CLEERFIBER Specs.pdf
SSF-CLRMMSCSC-75 | Cleerline | 602573550151 | Transparent SSF MM 50/125, 900µm, terminated SCSC, 75ft / 23m | Cables | Cables-Fiber Patch Cables | Each | 8544.70.0000 | TW | 6.50 | 5 | 1 | 0.25 | 16.51 | 12.7 | 2.54 | 0.113 | https://b2b.cleerline.com/SpecSheets/CLEERFIBER Specs.pdf
UOM3LCLC0.5m-UPC | Cleerline | 669185299953 | Uniboot Patch Cable, LC/UPC-LC/UPC, OM3, 2.0 mm Riser, 0.5 m / 1.6 ft | Cables | Cables-Fiber Patch Cables | Each | 8544.70.0000 | CN | 9.25 | 7.75 | 0.50 | 0.03 | 23.5 | 19.69 | 1.27 | 0.014 | https://b2b.cleerline.com/SpecSheets/Uniboot SM/MM Patch Cords Specs.pdf
UOM3LCLC01m-UPC | Cleerline | 672975372972 | Uniboot Patch Cable, LC/UPC-LC/UPC, OM3, 2.0 mm Riser, 1 m / 3.3 ft | Cables | Cables-Fiber Patch Cables | Each | 8544.70.0000 | CN | 9.25 | 7.75 | 0.50 | 0.04 | 23.5 | 19.69 | 1.27 | 0.018 | https://b2b.cleerline.com/SpecSheets/Uniboot SM/MM Patch Cords Specs.pdf
UOM3LCLC02m-UPC | Cleerline | 672975372989 | Uniboot Patch Cable, LC/UPC-LC/UPC, OM3, 2.0 mm Riser, 2 m / 6.6 ft | Cables | Cables-Fiber Patch Cables | Each | 8544.70.0000 | CN | 9.25 | 7.75 | 0.50 | 0.05 | 23.5 | 19.69 | 1.27 | 0.023 | https://b2b.cleerline.com/SpecSheets/Uniboot SM/MM Patch Cords Specs.pdf
UOM3LCLC03m-UPC | Cleerline | 672975372859 | Uniboot Patch Cable, LC/UPC-LC/UPC, OM3, 2.0 mm Riser, 3 m / 9.8 ft | Cables | Cables-Fiber Patch Cables | Each | 8544.70.0000 | CN | 9.25 | 7.75 | 0.50 | 0.06 | 23.5 | 19.69 | 1.27 | 0.027 | https://b2b.cleerline.com/SpecSheets/Uniboot SM/MM Patch Cords Specs.pdf
UOM3LCLC05m-UPC | Cleerline | 672975372866 | Uniboot Patch Cable, LC/UPC-LC/UPC, OM3, 2.0 mm Riser, 5 m / 16.4 ft | Cables | Cables-Fiber Patch Cables | Each | 8544.70.0000 | CN | 9.25 | 7.75 | 0.50 | 0.08 | 23.5 | 19.69 | 1.27 | 0.036 | https://b2b.cleerline.com/SpecSheets/Uniboot SM/MM Patch Cords Specs.pdf
UOM3LCLC07m-UPC | Cleerline | 672975372873 | Uniboot Patch Cable, LC/UPC-LC/UPC, OM3, 2.0 mm Riser, 7 m / 23 ft | Cables | Cables-Fiber Patch Cables | Each | 8544.70.0000 | CN | 9.25 | 7.75 | 0.50 | 0.1 | 23.5 | 19.69 | 1.27 | 0.045 | https://b2b.cleerline.com/SpecSheets/Uniboot SM/MM Patch Cords Specs.pdf
UOM3LCLC10m-UPC | Cleerline | 672975372903 | Uniboot Patch Cable, LC/UPC-LC/UPC, OM3, 2.0 mm Riser, 10 m / 33 ft | Cables | Cables-Fiber Patch Cables | Each | 8544.70.0000 | CN | 9.25 | 7.75 | 0.50 | 0.13 | 23.5 | 19.69 | 1.27 | 0.059 | https://b2b.cleerline.com/SpecSheets/Uniboot SM/MM Patch Cords Specs.pdf
UOM3LCLC15m-UPC | Cleerline | 672975372927 | Uniboot Patch Cable, LC/UPC-LC/UPC, OM3, 2.0 mm Riser, 15 m / 49.2 ft | Cables | Cables-Fiber Patch Cables | Each | 8544.70.0000 | CN | 9.25 | 7.75 | 0.50 | 0.18 | 23.5 | 19.69 | 1.27 | 0.082 | https://b2b.cleerline.com/SpecSheets/Uniboot SM/MM Patch Cords Specs.pdf
UOM3LCLC20m-UPC | Cleerline | 672975372941 | Uniboot Patch Cable, LC/UPC-LC/UPC, OM3, 2.0 mm Riser, 20 m / 66 ft | Cables | Cables-Fiber Patch Cables | Each | 8544.70.0000 | CN | 9.25 | 7.75 | 0.50 | 0.23 | 23.5 | 19.69 | 1.27 | 0.104 | https://b2b.cleerline.com/SpecSheets/Uniboot SM/MM Patch Cords Specs.pdf
UOS2LCLC0.5m-UPC | Cleerline | 669185299960 | Uniboot Patch Cable, LC/UPC-LC/UPC, OS2, 2.0 mm Riser, 0.5 m / 1.6 ft | Cables | Cables-Fiber Patch Cables | Each | 8544.70.0000 | CN | 9.25 | 7.75 | 0.50 | 0.03 | 23.5 | 19.69 | 1.27 | 0.014 | https://b2b.cleerline.com/SpecSheets/Uniboot SM/MM Patch Cords Specs.pdf
UOS2LCLC01m-UPC | Cleerline | 672975372682 | Uniboot Patch Cable, LC/UPC-LC/UPC, OS2, 2.0 mm Riser, 1 m / 3.3 ft | Cables | Cables-Fiber Patch Cables | Each | 8544.70.0000 | CN | 9.25 | 7.75 | 0.50 | 0.04 | 23.5 | 19.69 | 1.27 | 0.018 | https://b2b.cleerline.com/SpecSheets/Uniboot SM/MM Patch Cords Specs.pdf
UOS2LCLC02m-UPC | Cleerline | 672975372699 | Uniboot Patch Cable, LC/UPC-LC/UPC, OS2, 2.0 mm Riser, 2 m / 6.6 ft | Cables | Cables-Fiber Patch Cables | Each | 8544.70.0000 | CN | 9.25 | 7.75 | 0.50 | 0.05 | 23.5 | 19.69 | 1.27 | 0.023 | https://b2b.cleerline.com/SpecSheets/Uniboot SM/MM Patch Cords Specs.pdf
UOS2LCLC03m-UPC | Cleerline | 672975372705 | Uniboot Patch Cable, LC/UPC-LC/UPC, OS2, 2.0 mm Riser, 3 m / 9.8 ft | Cables | Cables-Fiber Patch Cables | Each | 8544.70.0000 | CN | 9.25 | 7.75 | 0.50 | 0.06 | 23.5 | 19.69 | 1.27 | 0.027 | https://b2b.cleerline.com/SpecSheets/Uniboot SM/MM Patch Cords Specs.pdf
UOS2LCLC05m-UPC | Cleerline | 672975372712 | Uniboot Patch Cable, LC/UPC-LC/UPC, OS2, 2.0 mm Riser, 5 m / 16.4 ft | Cables | Cables-Fiber Patch Cables | Each | 8544.70.0000 | CN | 9.25 | 7.75 | 0.50 | 0.08 | 23.5 | 19.69 | 1.27 | 0.036 | https://b2b.cleerline.com/SpecSheets/Uniboot SM/MM Patch Cords Specs.pdf
UOS2LCLC07m-UPC | Cleerline | 672975372767 | Uniboot Patch Cable, LC/UPC-LC/UPC, OS2, 2.0 mm Riser, 7 m / 23 ft | Cables | Cables-Fiber Patch Cables | Each | 8544.70.0000 | CN | 9.25 | 7.75 | 0.50 | 0.1 | 23.5 | 19.69 | 1.27 | 0.045 | https://b2b.cleerline.com/SpecSheets/Uniboot SM/MM Patch Cords Specs.pdf
UOS2LCLC10m-UPC | Cleerline | 672975372811 | Uniboot Patch Cable, LC/UPC-LC/UPC, OS2, 2.0 mm Riser, 10 m / 33 ft | Cables | Cables-Fiber Patch Cables | Each | 8544.70.0000 | CN | 9.25 | 7.75 | 0.50 | 0.13 | 23.5 | 19.69 | 1.27 | 0.059 | https://b2b.cleerline.com/SpecSheets/Uniboot SM/MM Patch Cords Specs.pdf
UOS2LCLC15m-UPC | Cleerline | 672975372828 | Uniboot Patch Cable, LC/UPC-LC/UPC, OS2, 2.0 mm Riser, 15 m / 49.2 ft | Cables | Cables-Fiber Patch Cables | Each | 8544.70.0000 | CN | 9.25 | 7.75 | 0.50 | 0.18 | 23.5 | 19.69 | 1.27 | 0.082 | https://b2b.cleerline.com/SpecSheets/Uniboot SM/MM Patch Cords Specs.pdf
UOS2LCLC20m-UPC | Cleerline | 672975372842 | Uniboot Patch Cable, LC/UPC-LC/UPC, OS2, 2.0 mm Riser, 20 m / 66 ft | Cables | Cables-Fiber Patch Cables | Each | 8544.70.0000 | CN | 9.25 | 7.75 | 0.50 | 0.23 | 23.5 | 19.69 | 1.27 | 0.104 | https://b2b.cleerline.com/SpecSheets/Uniboot SM/MM Patch Cords Specs.pdf
14BSPKP50 | Planet Waves | 019954968618 | Banana Plug 14 AWG 50 Pack | Connectors | Connectors-Planet Waves Speaker Connectors | 50 Pack | 8536690000 | CN | 4.72 | 2.75 | 2.75 | 2.2 | 11.99 | 6.99 | 6.99 | 0.998 | https://b2b.cleerline.com/SpecSheets/PW Speaker Connector Specs.pdf
BC35MMP5 | Planet Waves | 019954160487 | 3.5mm Mono Female Connectors -BC-5 Pack | Connectors | Connectors-Planet Waves Coax Connectors and Accessories | 5 Pack | 8536690000 | CN | 2.75 | 2.75 | 1.18 | 0.3 | 6.99 | 6.99 | 3 | 0.136 | https://b2b.cleerline.com/SpecSheets/PW Specialty Connector Specs.pdf
BCBNCP10 | Planet Waves | 019954958855 | BNC Male Connectors -BC-10 Pack | Connectors | Connectors-Planet Waves Coax Connectors and Accessories | 10 Pack | 8536690000 | CN | 2.75 | 2.75 | 1.18 | 0.3 | 6.99 | 6.99 | 3 | 0.136 | https://b2b.cleerline.com/SpecSheets/PW Specialty Connector Specs.pdf
BCFP10 | Planet Waves | 019954958862 | F Male Connectors -BC-10 Pack | Connectors | Connectors-Planet Waves Coax Connectors and Accessories | 10 Pack | 8536690000 | CN | 2.75 | 2.75 | 1.18 | 0.3 | 6.99 | 6.99 | 3 | 0.136 | https://b2b.cleerline.com/SpecSheets/PW Specialty Connector Specs.pdf
BCRCAFP10 | Planet Waves | 019954958879 | RCA Female Connectors - BC-10 Pack | Connectors | Connectors-Planet Waves Coax Connectors and Accessories | 10 Pack | 8536690000 | CN | 2.75 | 2.75 | 1.18 | 0.3 | 6.99 | 6.99 | 3 | 0.136 | https://b2b.cleerline.com/SpecSheets/PW Specialty Connector Specs.pdf
BCRCAP10 | Planet Waves | 019954958831 | Planet Waves RCA Male Connectors-BC Series | Connectors | Connectors-Planet Waves Coax Connectors and Accessories | 10 Pack | 8536690000 | CN | 2.75 | 2.75 | 1.18 | 0.3 | 6.99 | 6.99 | 3 | 0.136 | https://b2b.cleerline.com/SpecSheets/PW RCA Connector Specs.pdf
BCRCAP50 | Planet Waves | 019954958848 | RCA Male Connectors-BC Series | Connectors | Connectors-Planet Waves Coax Connectors and Accessories | 50 Pack | 8536694010 | CN | 4.72 | 2.75 | 2.75 | 1.1 | 11.99 | 6.99 | 6.99 | 0.499 | https://b2b.cleerline.com/SpecSheets/PW RCA Connector Specs.pdf
BCRTRCAP5 | Planet Waves | 019954959067 | RCA Male Right Angle Connectors - BC-5 Pack | Connectors | Connectors-Planet Waves Coax Connectors and Accessories | 5 Pack | 8536690000 | CN | 2.75 | 2.75 | 1.18 | 0.3 | 6.99 | 6.99 | 3 | 0.136 | https://b2b.cleerline.com/SpecSheets/PW RCA Connector Specs.pdf
CITK01 | Planet Waves | 019954954857 | Cutter/Screwdriver Tool Kit | Connectors | Connectors-Planet Waves Coax Connectors and Accessories | Each | 8205.4 | CN | 1 | 1 | 3 | 0.3 | 2.54 | 2.54 | 7.62 | 0.136 | https://b2b.cleerline.com/SpecSheets/PW Tools Specs.pdf
NRINGS100R | Planet Waves | 019954959104 | Color Rings-BC/ST/ZM - Red | Connectors | Connectors-Planet Waves Coax Connectors and Accessories | 100 Pack | 4016.99.35 | CN | 4 | 1 | 3 | 0.3 | 10.16 | 2.54 | 7.62 | 0.136
NRINGS100W | Planet Waves | 019954959081 | Color Rings-BC/ST/ZM - White | Connectors | Connectors-Planet Waves Coax Connectors and Accessories | 100 Pack | 4016.99.35 | CN | 4 | 1 | 3 | 0.3 | 10.16 | 2.54 | 7.62 | 0.136
P047NNN | Planet Waves | 019954133542 | Intersect "Y" Adapter | Connectors | Connectors-Planet Waves Coax Connectors and Accessories | Each | 8536694010 | CN | 4 | 1 | 3 | 0.3 | 10.16 | 2.54 | 7.62 | 0.136 | https://b2b.cleerline.com/SpecSheets/PW P047NNN-PW-GPT-02 Specs.pdf
PT-LC06-MM-1M | Cleerline | 658580382094 | 06 Fiber Pigtails, LC/UPC, 900 µm, 50 µm OM3, 1 m | Connectors | Connectors-Pigtails | Each | 8544.7 | CN | 9.12 | 7.87 | 0.25 | 0.04 | 23.16 | 19.99 | 0.64 | 0.018 | https://b2b.cleerline.com/SpecSheets/Pigtail Specs.pdf
PT-LC06-MM-3M | Cleerline | 658580382117 | 06 Fiber Pigtails, LC/UPC, 900 µm, 50 µm OM3, 3 m | Connectors | Connectors-Pigtails | Each | 8544.7 | CN | 9.12 | 7.87 | 0.25 | 0.06 | 23.16 | 19.99 | 0.64 | 0.027 | https://b2b.cleerline.com/SpecSheets/Pigtail Specs.pdf
PT-LC06-SM-1M | Cleerline | 658580382124 | 06 Fiber Pigtails, LC/UPC, 900 µm, 9 µm OS2, 1 m | Connectors | Connectors-Pigtails | Each | 8544.7 | CN | 9.12 | 7.87 | 0.25 | 0.04 | 23.16 | 19.99 | 0.64 | 0.018 | https://b2b.cleerline.com/SpecSheets/Pigtail Specs.pdf
PT-LC06-SM-3M | Cleerline | 658580382148 | 06 Fiber Pigtails, LC/UPC, 900 µm, 9 µm OS2, 3 m | Connectors | Connectors-Pigtails | Each | 8544.7 | CN | 9.12 | 7.87 | 0.25 | 0.06 | 23.16 | 19.99 | 0.64 | 0.027 | https://b2b.cleerline.com/SpecSheets/Pigtail Specs.pdf
PT-LC06-SM-APC-1M | Cleerline | 658580382155 | 06 Fiber Pigtails, LC/APC, 900 µm, 9 µm OS2, 1 m | Connectors | Connectors-Pigtails | Each | 8544.7 | CN | 9.12 | 7.87 | 0.25 | 0.04 | 23.16 | 19.99 | 0.64 | 0.018 | https://b2b.cleerline.com/SpecSheets/Pigtail Specs.pdf
PT-LC06-SM-APC-3M | Cleerline | 658580382179 | 06 Fiber Pigtails, LC/APC, 900 µm, 9 µm OS2, 3 m | Connectors | Connectors-Pigtails | Each | 8544.7 | CN | 9.12 | 7.87 | 0.25 | 0.06 | 23.16 | 19.99 | 0.64 | 0.027 | https://b2b.cleerline.com/SpecSheets/Pigtail Specs.pdf
PT-LC12-MM-1M | Cleerline | 658580382186 | 12 Fiber Pigtails, LC/UPC, 900 µm, 50 µm OM3, 1 m | Connectors | Connectors-Pigtails | Each | 8544.7 | CN | 9.12 | 7.87 | 0.25 | 0.06 | 23.16 | 19.99 | 0.64 | 0.027 | https://b2b.cleerline.com/SpecSheets/Pigtail Specs.pdf
PT-LC12-MM-3M | Cleerline | 658580382209 | 12 Fiber Pigtails, LC/UPC, 900 µm, 50 µm OM3, 3 m | Connectors | Connectors-Pigtails | Each | 8544.7 | CN | 9.12 | 7.87 | 0.37 | 0.1 | 23.16 | 19.99 | 0.94 | 0.045 | https://b2b.cleerline.com/SpecSheets/Pigtail Specs.pdf
PT-LC12-SM-1M | Cleerline | 658580382216 | 12 Fiber Pigtails, LC/UPC, 900 µm, 9 µm OS2, 1 m | Connectors | Connectors-Pigtails | Each | 8544.7 | CN | 9.12 | 7.87 | 0.25 | 0.06 | 23.16 | 19.99 | 0.64 | 0.027 | https://b2b.cleerline.com/SpecSheets/Pigtail Specs.pdf
PT-LC12-SM-3M | Cleerline | 658580382230 | 12 Fiber Pigtails, LC/UPC, 900 µm, 9 µm OS2, 3 m | Connectors | Connectors-Pigtails | Each | 8544.7 | CN | 9.12 | 7.87 | 0.37 | 0.1 | 23.16 | 19.99 | 0.94 | 0.045 | https://b2b.cleerline.com/SpecSheets/Pigtail Specs.pdf
PT-LC12-SM-APC-1M | Cleerline | 658580382247 | 12 Fiber Pigtails, LC/APC, 900 µm, 9 µm OS2, 1 m | Connectors | Connectors-Pigtails | Each | 8544.7 | CN | 9.12 | 7.87 | 0.25 | 0.06 | 23.16 | 19.99 | 0.64 | 0.027 | https://b2b.cleerline.com/SpecSheets/Pigtail Specs.pdf
PT-LC12-SM-APC-3M | Cleerline | 658580382261 | 12 Fiber Pigtails, LC/APC, 900 µm, 9 µm OS2, 3 m | Connectors | Connectors-Pigtails | Each | 8544.7 | CN | 9.12 | 7.87 | 0.37 | 0.1 | 23.16 | 19.99 | 0.94 | 0.045 | https://b2b.cleerline.com/SpecSheets/Pigtail Specs.pdf
PT-LC24-MM-1M | Cleerline | 658580382278 | 24 Fiber Pigtails, LC/UPC, 900 µm, 50 µm OM3, 1 m | Connectors | Connectors-Pigtails | Each | 8544.7 | CN | 9.12 | 7.87 | 0.75 | 0.1 | 23.16 | 19.99 | 1.91 | 0.045 | https://b2b.cleerline.com/SpecSheets/Pigtail Specs.pdf
PT-LC24-MM-3M | Cleerline | 658580382292 | 24 Fiber Pigtails, LC/UPC, 900 µm, 50 µm OM3, 3 m | Connectors | Connectors-Pigtails | Each | 8544.7 | CN | 9.12 | 7.87 | 0.75 | 0.19 | 23.16 | 19.99 | 1.91 | 0.086 | https://b2b.cleerline.com/SpecSheets/Pigtail Specs.pdf
PT-LC24-SM-1M | Cleerline | 658580382308 | 24 Fiber Pigtails, LC/UPC, 900 µm, 9 µm OS2, 1 m | Connectors | Connectors-Pigtails | Each | 8544.7 | CN | 9.12 | 7.87 | 0.75 | 0.1 | 23.16 | 19.99 | 1.91 | 0.045 | https://b2b.cleerline.com/SpecSheets/Pigtail Specs.pdf
PT-LC24-SM-3M | Cleerline | 658580382322 | 24 Fiber Pigtails, LC/UPC, 900 µm, 9 µm OS2, 3 m | Connectors | Connectors-Pigtails | Each | 8544.7 | CN | 9.12 | 7.87 | 0.75 | 0.19 | 23.16 | 19.99 | 1.91 | 0.086 | https://b2b.cleerline.com/SpecSheets/Pigtail Specs.pdf
PT-LC24-SM-APC-1M | Cleerline | 658580382339 | 24 Fiber Pigtails, LC/APC, 900 µm, 9 µm OS2, 1 m | Connectors | Connectors-Pigtails | Each | 8544.7 | CN | 9.12 | 7.87 | 0.75 | 0.1 | 23.16 | 19.99 | 1.91 | 0.045 | https://b2b.cleerline.com/SpecSheets/Pigtail Specs.pdf
PT-LC24-SM-APC-3M | Cleerline | 658580382353 | 24 Fiber Pigtails, LC/APC, 900 µm, 9 µm OS2, 3 m | Connectors | Connectors-Pigtails | Each | 8544.7 | CN | 9.12 | 7.87 | 0.75 | 0.19 | 23.16 | 19.99 | 1.91 | 0.086 | https://b2b.cleerline.com/SpecSheets/Pigtail Specs.pdf
PT-SC06-MM-1M | Cleerline | 658580382360 | 06 Fiber Pigtails, SC/UPC, 900 µm, 50 µm OM3, 1 m | Connectors | Connectors-Pigtails | Each | 8544.7 | CN | 9.12 | 7.87 | 0.25 | 0.04 | 23.16 | 19.99 | 0.64 | 0.018 | https://b2b.cleerline.com/SpecSheets/Pigtail Specs.pdf
PT-SC06-MM-3M | Cleerline | 658580382384 | 06 Fiber Pigtails, SC/UPC, 900 µm, 50 µm OM3, 3 m | Connectors | Connectors-Pigtails | Each | 8544.7 | CN | 9.12 | 7.87 | 0.25 | 0.06 | 23.16 | 19.99 | 0.64 | 0.027 | https://b2b.cleerline.com/SpecSheets/Pigtail Specs.pdf
PT-SC06-SM-1M | Cleerline | 658580382391 | 06 Fiber Pigtails, SC/UPC, 900 µm, 9 µm OS2, 1 m | Connectors | Connectors-Pigtails | Each | 8544.7 | CN | 9.12 | 7.87 | 0.25 | 0.04 | 23.16 | 19.99 | 0.64 | 0.018 | https://b2b.cleerline.com/SpecSheets/Pigtail Specs.pdf
PT-SC06-SM-3M | Cleerline | 658580382414 | 06 Fiber Pigtails, SC/UPC, 900 µm, 9 µm OS2, 3 m | Connectors | Connectors-Pigtails | Each | 8544.7 | CN | 9.12 | 7.87 | 0.25 | 0.06 | 23.16 | 19.99 | 0.64 | 0.027 | https://b2b.cleerline.com/SpecSheets/Pigtail Specs.pdf
PT-SC06-SM-APC-1M | Cleerline | 658580382421 | 06 Fiber Pigtails, SC/APC, 900 µm, 9 µm OS2, 1 m | Connectors | Connectors-Pigtails | Each | 8544.7 | CN | 9.12 | 7.87 | 0.25 | 0.04 | 23.16 | 19.99 | 0.64 | 0.018 | https://b2b.cleerline.com/SpecSheets/Pigtail Specs.pdf
PT-SC06-SM-APC-3M | Cleerline | 658580382445 | 06 Fiber Pigtails, SC/APC, 900 µm, 9 µm OS2, 3 m | Connectors | Connectors-Pigtails | Each | 8544.7 | CN | 9.12 | 7.87 | 0.25 | 0.06 | 23.16 | 19.99 | 0.64 | 0.027 | https://b2b.cleerline.com/SpecSheets/Pigtail Specs.pdf
PT-SC12-MM-1M | Cleerline | 658580382452 | 12 Fiber Pigtails, SC/UPC, 900 µm, 50 µm OM3, 1 m | Connectors | Connectors-Pigtails | Each | 8544.7 | CN | 9.12 | 7.87 | 0.25 | 0.06 | 23.16 | 19.99 | 0.64 | 0.027 | https://b2b.cleerline.com/SpecSheets/Pigtail Specs.pdf
PT-SC12-MM-3M | Cleerline | 658580382476 | 12 Fiber Pigtails, SC/UPC, 900 µm, 50 µm OM3, 3 m | Connectors | Connectors-Pigtails | Each | 8544.7 | CN | 9.12 | 7.87 | 0.37 | 0.1 | 23.16 | 19.99 | 0.94 | 0.045 | https://b2b.cleerline.com/SpecSheets/Pigtail Specs.pdf
PT-SC12-SM-1M | Cleerline | 658580382483 | 12 Fiber Pigtails, SC/UPC, 900 µm, 9 µm OS2, 1 m | Connectors | Connectors-Pigtails | Each | 8544.7 | CN | 9.12 | 7.87 | 0.25 | 0.06 | 23.16 | 19.99 | 0.64 | 0.027 | https://b2b.cleerline.com/SpecSheets/Pigtail Specs.pdf
PT-SC12-SM-3M | Cleerline | 658580382506 | 12 Fiber Pigtails, SC/UPC, 900 µm, 9 µm OS2, 3 m | Connectors | Connectors-Pigtails | Each | 8544.7 | CN | 9.12 | 7.87 | 0.37 | 0.1 | 23.16 | 19.99 | 0.94 | 0.045 | https://b2b.cleerline.com/SpecSheets/Pigtail Specs.pdf
PT-SC12-SM-APC-1M | Cleerline | 658580382513 | 12 Fiber Pigtails, SC/APC, 900 µm, 9 µm OS2, 1 m | Connectors | Connectors-Pigtails | Each | 8544.7 | CN | 9.12 | 7.87 | 0.25 | 0.06 | 23.16 | 19.99 | 0.64 | 0.027 | https://b2b.cleerline.com/SpecSheets/Pigtail Specs.pdf
PT-SC12-SM-APC-3M | Cleerline | 658580382537 | 12 Fiber Pigtails, SC/APC, 900 µm, 9 µm OS2, 3 m | Connectors | Connectors-Pigtails | Each | 8544.7 | CN | 9.12 | 7.87 | 0.37 | 0.1 | 23.16 | 19.99 | 0.94 | 0.045 | https://b2b.cleerline.com/SpecSheets/Pigtail Specs.pdf
PT-ST06-MM-3M | Cleerline | 658580382568 | 06 Fiber Pigtails, ST/UPC, 900 µm, 50 µm OM3, 3 m | Connectors | Connectors-Pigtails | Each | 8544.7 | CN | 9.12 | 7.87 | 0.25 | 0.06 | 23.16 | 19.99 | 0.64 | 0.027 | https://b2b.cleerline.com/SpecSheets/Pigtail Specs.pdf
PT-ST06-SM-3M | Cleerline | 658580382599 | 06 Fiber Pigtails, ST/UPC, 900 µm, 9 µm OS2, 3 m | Connectors | Connectors-Pigtails | Each | 8544.7 | CN | 9.12 | 7.87 | 0.50 | 0.11 | 23.16 | 19.99 | 1.27 | 0.05 | https://b2b.cleerline.com/SpecSheets/Pigtail Specs.pdf
PW-MP-06 | Planet Waves | 091037209085 | 1/8" Stereo Mini cable to Planet Waves dual 6ft. cable. | Connectors | Connectors-Planet Waves Coax Connectors and Accessories | Each | 8544.42.9000 | CN | 10 | 1 | 8 | 0.3 | 25.4 | 2.54 | 20.32 | 0.136 | https://b2b.cleerline.com/SpecSheets/PW-MP-06 Specs.pdf
RCAP50 | Planet Waves | 019954951153 | RCA Male Connectors - HD-50 Pack | Connectors | Connectors-Planet Waves Coax Connectors and Accessories | 50 Pack | 8536690000 | CN | 4.72 | 2.75 | 2.75 | 1.3 | 11.99 | 6.99 | 6.99 | 0.59 | https://b2b.cleerline.com/SpecSheets/PW RCA Connector Specs.pdf
SSF-FOLC-LANYARD | Cleerline | 672975129262 | 1.25mm Connector Retention Band Lanyard Dust Cap | Connectors | Connectors-Fiber Connectors | 10 Pack | 3926.90.99 | CN | 4 | 2.75 | 0.25 | 0.01 | 10.16 | 6.99 | 0.64 | 0.005
SSF-FOSC-LANYARD | Cleerline | 672975129095 | 2.5mm Connector Retention Band Lanyard Dust Cap | Connectors | Connectors-Fiber Connectors | 10 Pack | 3926.90.99 | CN | 4 | 2.75 | 0.45 | 0.09 | 10.16 | 6.99 | 1.14 | 0.041
SSF-LC-MMFPC-02 | Cleerline | 669185300048 | Cleerline™ LC/UPC Multimode OM3-4 Connector for 250µm, 900µm, 2mm, 3mm | Connectors | Connectors-Fiber Connectors | 2 Pack | 8536.70.0000 | VN | 4.5 | 2.75 | .5 | 0.01 | 11.43 | 6.99 | 1.27 | 0.005 | https://b2b.cleerline.com/SpecSheets/SSF Connectors Specs.pdf
SSF-LC-MMFPC-10 | Cleerline | 013964792577 | Cleerline™ LC/UPC Multimode OM3-4 Connector for 250µm, 900µm, 2mm, 3mm | Connectors | Connectors-Fiber Connectors | 10 Pack | 8536.70.0000 | VN | 8.75 | 3.75 | 0.80 | 0.13 | 22.23 | 9.53 | 2.03 | 0.059 | https://b2b.cleerline.com/SpecSheets/SSF Connectors Specs.pdf
SSF-LC-MMFPC-25 | Cleerline | 672975371869 | Cleerline™ LC/UPC Multimode OM3-4 Connector for 250µm, 900µm, 2mm, 3mm | Connectors | Connectors-Fiber Connectors | 25 Pack | 8536.70.0000 | VN | 8.75 | 3.75 | 1 | 0.2 | 22.23 | 9.53 | 2.54 | 0.091 | https://b2b.cleerline.com/SpecSheets/SSF Connectors Specs.pdf
SSF-LC-MMFPC-CL | Cleerline | 672975372422 | SSF™ LC MM Duplex Connector clip w/Polarity Tubes (Aqua) | Connectors | Connectors-Fiber Connectors | 100 Pack | 8536.70.0000 | VN | 8.75 | 3.75 | 1 | 0.2 | 22.23 | 9.53 | 2.54 | 0.091 | https://b2b.cleerline.com/SpecSheets/LC Connector Clips Specs.pdf
SSF-LC-SMAPC-10 | Cleerline | 013964792591 | Cleerline™ LC/APC Single-mode OS2 Connector for 250µm, 900µm, 2mm, 3mm | Connectors | Connectors-Fiber Connectors | 10 Pack | 8536.70.0000 | VN | 8.75 | 3.75 | 0.80 | 0.13 | 22.23 | 9.53 | 2.03 | 0.059 | https://b2b.cleerline.com/SpecSheets/SSF Connectors Specs.pdf
SSF-LC-SMAPC-25 | Cleerline | 672975371883 | Cleerline™ LC/APC Single-mode OS2 Connector for 250µm, 900µm, 2mm, 3mm | Connectors | Connectors-Fiber Connectors | 25 Pack | 8536.70.0000 | VN | 8.75 | 3.75 | 1 | 0.2 | 22.23 | 9.53 | 2.54 | 0.091 | https://b2b.cleerline.com/SpecSheets/SSF Connectors Specs.pdf
SSF-LC-SMAPC-CL | Cleerline | 672975372439 | SSF™ LC SM/APC Duplex Connector clip w/Polarity Tubes (Green) | Connectors | Connectors-Fiber Connectors | 100 Pack | 8536.70.0000 | VN | 8.75 | 3.75 | 1 | 0.2 | 22.23 | 9.53 | 2.54 | 0.091 | https://b2b.cleerline.com/SpecSheets/LC Connector Clips Specs.pdf
SSF-LC-SMUPC-02 | Cleerline | 658580382063 | Cleerline™ LC/UPC Single-mode OS2 Connector for 250µm, 900µm, 2mm, 3mm | Connectors | Connectors-Fiber Connectors | 2 Pack | 8536.70.0000 | VN | 4.5 | 2.75 | .5 | 0.1 | 11.43 | 6.99 | 1.27 | 0.045 | https://b2b.cleerline.com/SpecSheets/SSF Connectors Specs.pdf
SSF-LC-SMUPC-10 | Cleerline | 013964792584 | Cleerline™ LC/UPC Single-mode OS2 Connector for 250µm, 900µm, 2mm, 3mm | Connectors | Connectors-Fiber Connectors | 10 Pack | 8536.70.0000 | VN | 8.75 | 3.75 | 0.80 | 0.13 | 22.23 | 9.53 | 2.03 | 0.059 | https://b2b.cleerline.com/SpecSheets/SSF Connectors Specs.pdf
SSF-LC-SMUPC-25 | Cleerline | 672975371876 | Cleerline™ LC/UPC Single-mode OS2 Connector for 250µm, 900µm, 2mm, 3mm | Connectors | Connectors-Fiber Connectors | 25 Pack | 8536.70.0000 | VN | 8.75 | 3.75 | 1 | 0.2 | 22.23 | 9.53 | 2.54 | 0.091 | https://b2b.cleerline.com/SpecSheets/SSF Connectors Specs.pdf
SSF-LC-SMUPC-CL | Cleerline | 672975372378 | SSF™ LC SM/UPC Duplex Connector clip w/Polarity Tubes (Blue) | Connectors | Connectors-Fiber Connectors | 100 Pack | 8536.70.0000 | VN | 8.75 | 3.75 | 1 | 0.2 | 22.23 | 9.53 | 2.54 | 0.091 | https://b2b.cleerline.com/SpecSheets/LC Connector Clips Specs.pdf
SSF-SC-MMFPC-10 | Cleerline | 013964792607 | Cleerline™ SC/UPC Multimode OM3-4 Connector for 250µm, 900µm, 2mm, 3mm | Connectors | Connectors-Fiber Connectors | 10 Pack | 8536.70.0000 | VN | 8.75 | 3.75 | 0.80 | 0.2 | 22.23 | 9.53 | 2.03 | 0.091 | https://b2b.cleerline.com/SpecSheets/SSF Connectors Specs.pdf
SSF-SC-MMFPC-25 | Cleerline | 672975371890 | Cleerline™ SC/UPC Multimode OM3-4 Connector for 250µm, 900µm, 2mm, 3mm | Connectors | Connectors-Fiber Connectors | 25 Pack | 8536.70.0000 | VN | 8.75 | 3.75 | 1.38 | 0.33 | 22.23 | 9.53 | 3.51 | 0.15 | https://b2b.cleerline.com/SpecSheets/SSF Connectors Specs.pdf
SSF-SC-SMAPC-10 | Cleerline | 013964792621 | Cleerline™ SC/APC Single-mode OS2 Connector for 250µm, 900µm, 2mm, 3mm | Connectors | Connectors-Fiber Connectors | 10 Pack | 8536.70.0000 | VN | 8.75 | 3.75 | 0.80 | 0.2 | 22.23 | 9.53 | 2.03 | 0.091 | https://b2b.cleerline.com/SpecSheets/SSF Connectors Specs.pdf
SSF-SC-SMAPC-25 | Cleerline | 672975371913 | Cleerline™ SC/APC Single-mode OS2 Connector for 250µm, 900µm, 2mm, 3mm | Connectors | Connectors-Fiber Connectors | 25 Pack | 8536.70.0000 | VN | 8.75 | 3.75 | 1.38 | 0.33 | 22.23 | 9.53 | 3.51 | 0.15 | https://b2b.cleerline.com/SpecSheets/SSF Connectors Specs.pdf
SSF-SC-SMUPC-10 | Cleerline | 013964792614 | Cleerline™ SC/UPC Single-mode OS2 Connector for 250µm, 900µm, 2mm, 3mm | Connectors | Connectors-Fiber Connectors | 10 Pack | 8536.70.0000 | VN | 8.75 | 3.75 | 0.80 | 0.2 | 22.23 | 9.53 | 2.03 | 0.091 | https://b2b.cleerline.com/SpecSheets/SSF Connectors Specs.pdf
SSF-SC-SMUPC-25 | Cleerline | 672975371906 | Cleerline™ SC/UPC Single-mode OS2 Connector for 250µm, 900µm, 2mm, 3mm | Connectors | Connectors-Fiber Connectors | 25 Pack | 8536.70.0000 | VN | 8.75 | 3.75 | 1.38 | 0.33 | 22.23 | 9.53 | 3.51 | 0.15 | https://b2b.cleerline.com/SpecSheets/SSF Connectors Specs.pdf
SSF-SPLICE-10 | Cleerline | 602573129074 | SSF™ Mechanical Splice Connectors | Connectors | Connectors-Fiber Connectors | 10 Pack | 8536.70.0000 | KR | 9.50 | 7.50 | 0.88 | 0.29 | 24.13 | 19.05 | 2.24 | 0.132 | https://b2b.cleerline.com/SpecSheets/Mechanical Splice Specs.pdf
SSF-SPLICE-TOOL | Cleerline | 602573129340 | Mechanical Splicer Tool | Connectors | Connectors-Fiber Connectors | Each | 8536.70.0000 | VN | 10.50 | 1 | 10 | 0.14 | 26.67 | 2.54 | 25.4 | 0.063 | https://b2b.cleerline.com/SpecSheets/Mechanical Splice Specs.pdf
SSF-SPLICEOC-10 | Cleerline | 672975129569 | SSF™ Mechanical Splice Outdoor Cover - 10 Pack | Connectors | Connectors-Fiber Connectors | 10 Pack | 8536.70.0000 | KR | 9.50 | 7.50 | 1.88 | 0.48 | 24.13 | 19.05 | 4.78 | 0.218 | https://b2b.cleerline.com/SpecSheets/Mechanical Splice Specs.pdf
SSF-ST-MMUPC-02 | Cleerline | 658580383176 | Cleerline™ ST/UPC Multimode OM3-4 Connector for 250µm, 900µm, 2mm, 3mm | Connectors | Connectors-Fiber Connectors | 2 Pack | 8536.70.0000 | KR | 5 | 4 | 0.35 | 0.01 | 12.7 | 10.16 | 0.89 | 0.005 | https://b2b.cleerline.com/SpecSheets/ST Connector Specs.pdf
SSF-ST-SMAPC-02 | Cleerline | 658580383190 | Cleerline™ ST/APC Single-mode OS2 Connector for 250µm, 900µm, 2mm, 3mm | Connectors | Connectors-Fiber Connectors | 2 Pack | 8536.70.0000 | KR | 5 | 4 | 0.35 | 0.01 | 12.7 | 10.16 | 0.89 | 0.005 | https://b2b.cleerline.com/SpecSheets/ST Connector Specs.pdf
SSF-ST-SMUPC-02 | Cleerline | 658580383183 | Cleerline™ ST/UPC Single-mode OS2 Connector for 250µm, 900µm, 2mm, 3mm | Connectors | Connectors-Fiber Connectors | 2 Pack | 8536.70.0000 | KR | 5 | 4 | 0.35 | 0.01 | 12.7 | 10.16 | 0.89 | 0.005 | https://b2b.cleerline.com/SpecSheets/ST Connector Specs.pdf
ST35MMP5 | Planet Waves | 019954958886 | 3.5mm Mono Male Connectors -ST-5 Pack | Connectors | Connectors-Planet Waves Coax Connectors and Accessories | 5 Pack | 8536690000 | CN | 2.75 | 2.75 | 1.18 | 0.3 | 6.99 | 6.99 | 3 | 0.136 | https://b2b.cleerline.com/SpecSheets/PW Specialty Connector Specs.pdf
FAN0425M250 | Cleerline | 091037859990 | SSF™ 4 Fiber Buffer Tube Fan-Out Kit, 900 µm 25" Legs, Accepts 250 µm | Hardware | Hardware-Adapters & Accessories | Each | 3926.90.99 | CN | 8.25 | 7.50 | 0.38 | 0.04 | 20.96 | 19.05 | 0.97 | 0.018 | https://b2b.cleerline.com/SpecSheets/Fan Out Kit Specs.pdf
FAN0436M250 | Cleerline | 013964792003 | SSF™ 4 Fiber Buffer Tube Fan-Out Kit, 900 µm 36" Legs, Accepts 250 µm | Hardware | Hardware-Adapters & Accessories | Each | 3926.90.99 | CN | 8.25 | 7.50 | 0.50 | 0.04 | 20.96 | 19.05 | 1.27 | 0.018 | https://b2b.cleerline.com/SpecSheets/Fan Out Kit Specs.pdf
FAN0625M250 | Cleerline | 013964792010 | SSF™ 6 Fiber Buffer Tube Fan-Out Kit, 900 µm 25" Legs, Accepts 250 µm | Hardware | Hardware-Adapters & Accessories | Each | 3926.90.99 | CN | 8.25 | 7.50 | 0.50 | 0.04 | 20.96 | 19.05 | 1.27 | 0.018 | https://b2b.cleerline.com/SpecSheets/Fan Out Kit Specs.pdf
FAN0636M250 | Cleerline | 013964792027 | SSF™ 6 Fiber Buffer Tube Fan-Out Kit, 900 µm 36" Legs, Accepts 250 µm | Hardware | Hardware-Adapters & Accessories | Each | 3926.90.99 | CN | 8.25 | 7.50 | 0.38 | 0.04 | 20.96 | 19.05 | 0.97 | 0.018 | https://b2b.cleerline.com/SpecSheets/Fan Out Kit Specs.pdf
FAN1225M250 | Cleerline | 013964792034 | SSF™ 12 Fiber Buffer Tube Fan-Out Kit, 900 µm 25" Legs, Accepts 250 µm | Hardware | Hardware-Adapters & Accessories | Each | 3926.90.99 | CN | 8.25 | 7.50 | 0.50 | 0.04 | 20.96 | 19.05 | 1.27 | 0.018 | https://b2b.cleerline.com/SpecSheets/Fan Out Kit Specs.pdf
FAN1236M250 | Cleerline | 013964792041 | SSF™ 12 Fiber Buffer Tube Fan-Out Kit, 900 µm 36" Legs, Accepts 250 µm | Hardware | Hardware-Adapters & Accessories | Each | 3926.90.99 | CN | 8.25 | 7.50 | 0.50 | 0.04 | 20.96 | 19.05 | 1.27 | 0.018 | https://b2b.cleerline.com/SpecSheets/Fan Out Kit Specs.pdf
FAN2425M250 | Cleerline | 672975371661 | SSF™ 24 Fiber Buffer Tube Fan-Out Kit, 900 µm 25" Legs, Accepts 250 µm | Hardware | Hardware-Adapters & Accessories | Each | 3926.90.99 | US | 8.88 | 6 | 0.50 | 0.06 | 22.56 | 15.24 | 1.27 | 0.027 | https://b2b.cleerline.com/SpecSheets/Fan Out Kit Specs.pdf
FAN2436M250 | Cleerline | 672975371678 | SSF™ 24 Fiber Buffer Tube Fan-Out Kit, 900 µm 36" Legs, Accepts 250 µm | Hardware | Hardware-Adapters & Accessories | Each | 3926.90.99 | US | 8.88 | 6 | 0.50 | 0.06 | 22.56 | 15.24 | 1.27 | 0.027 | https://b2b.cleerline.com/SpecSheets/Fan Out Kit Specs.pdf
SBOK0640M250 | Cleerline | 091037859976 | SSF™ 6 Fiber Spider Breakout Kit, 2 mm, 40” Legs, Accepts 250 µm | Hardware | Hardware-Adapters & Accessories | Each | 3926.90.99 | CN | 8.75 | 8.75 | 0.69 | 0.08 | 22.23 | 22.23 | 1.75 | 0.036 | https://b2b.cleerline.com/SpecSheets/Breakout Kit Specs.pdf
SBOK1240M250 | Cleerline | 091037859983 | SSF™ 12 Fiber Spider Breakout Kit, 2 mm, 40” Legs, Accepts 250 µm | Hardware | Hardware-Adapters & Accessories | Each | 3926.90.99 | CN | 9.88 | 7.06 | 0.75 | 0.14 | 25.1 | 17.93 | 1.91 | 0.063 | https://b2b.cleerline.com/SpecSheets/Breakout Kit Specs.pdf
SHD-BRKT-1 | Cleerline | 658580645427 | HD Splice Cassette Mounting Bracket, 1 high | Hardware | Hardware-Cassettes | Each | 8517.79.0000 | CN | 8.50 | 4 | 1.37 | 0.14 | 21.59 | 10.16 | 3.48 | 0.063 | https://b2b.cleerline.com/SpecSheets/SHD-BRKT-1 Specs.pdf
SHDLC12-MM | Cleerline | 658580382902 | HD Splice Cassette, 12 Fiber, Duplex, LC/UPC, 50 µm OM3, 1 m Pigtails | Hardware | Hardware-Cassettes | Each | 8538.90.0000 | CN | 8.75 | 5.63 | 2 | 0.68 | 22.23 | 14.3 | 5.08 | 0.308 | https://b2b.cleerline.com/SpecSheets/HD Splice Cassettes Specs.pdf
SHDLC12-SM-APC | Cleerline | 658580382988 | HD Splice Cassette, 12 Fiber, Duplex, LC/APC, 9 µm OS2, 1 m Pigtails | Hardware | Hardware-Cassettes | Each | 8538.90.0000 | CN | 8.75 | 5.63 | 2 | 0.68 | 22.23 | 14.3 | 5.08 | 0.308 | https://b2b.cleerline.com/SpecSheets/HD Splice Cassettes Specs.pdf
SHDLC12-SM-UPC | Cleerline | 658580382940 | HD Splice Cassette, 12 Fiber, Duplex, LC/UPC, 9 µm OS2, 1 m Pigtails | Hardware | Hardware-Cassettes | Each | 8538.90.0000 | CN | 8.75 | 5.63 | 2 | 0.68 | 22.23 | 14.3 | 5.08 | 0.308 | https://b2b.cleerline.com/SpecSheets/HD Splice Cassettes Specs.pdf
SHDLC24-MM | Cleerline | 658580382919 | HD Splice Cassette, 24 Fiber, Quad, LC/UPC, 50 µm OM3, 1 m Pigtails | Hardware | Hardware-Cassettes | Each | 8538.90.0000 | CN | 8.75 | 5.63 | 2 | 0.72 | 22.23 | 14.3 | 5.08 | 0.327 | https://b2b.cleerline.com/SpecSheets/HD Splice Cassettes Specs.pdf
SHDLC24-SM-APC | Cleerline | 658580382995 | HD Splice Cassette, 24 Fiber, Quad, LC/APC, 9 µm OS2, 1 m Pigtails | Hardware | Hardware-Cassettes | Each | 8538.90.0000 | CN | 8.75 | 5.63 | 2 | 0.72 | 22.23 | 14.3 | 5.08 | 0.327 | https://b2b.cleerline.com/SpecSheets/HD Splice Cassettes Specs.pdf
SHDLC24-SM-UPC | Cleerline | 658580382957 | HD Splice Cassette, 24 Fiber, Quad, LC/UPC, 9 µm OS2, 1 m Pigtails | Hardware | Hardware-Cassettes | Each | 8538.90.0000 | CN | 8.75 | 5.63 | 2 | 0.72 | 22.23 | 14.3 | 5.08 | 0.327 | https://b2b.cleerline.com/SpecSheets/HD Splice Cassettes Specs.pdf
SHDSC06-MM | Cleerline | 658580382889 | HD Splice Cassette, 06 Fiber, Simplex, SC/UPC, 50 µm OM3, 1 m Pigtails | Hardware | Hardware-Cassettes | Each | 8538.90.0000 | CN | 8.75 | 5.63 | 2 | 0.68 | 22.23 | 14.3 | 5.08 | 0.308 | https://b2b.cleerline.com/SpecSheets/HD Splice Cassettes Specs.pdf
SHDSC06-SM-APC | Cleerline | 658580382964 | HD Splice Cassette, 06 Fiber, Simplex, SC/APC, 9 µm OS2, 1 m Pigtails | Hardware | Hardware-Cassettes | Each | 8538.90.0000 | CN | 8.75 | 5.63 | 2 | 0.68 | 22.23 | 14.3 | 5.08 | 0.308 | https://b2b.cleerline.com/SpecSheets/HD Splice Cassettes Specs.pdf
SHDSC06-SM-UPC | Cleerline | 658580382926 | HD Splice Cassette, 06 Fiber, Simplex, SC/UPC, 9 µm OS2, 1 m Pigtails | Hardware | Hardware-Cassettes | Each | 8538.90.0000 | CN | 8.75 | 5.63 | 2 | 0.68 | 22.23 | 14.3 | 5.08 | 0.308 | https://b2b.cleerline.com/SpecSheets/HD Splice Cassettes Specs.pdf
SHDSC12-MM | Cleerline | 658580382896 | HD Splice Cassette, 12 Fiber, Duplex, SC/UPC, 50 µm OM3, 1 m Pigtails | Hardware | Hardware-Cassettes | Each | 8538.90.0000 | CN | 8.75 | 5.63 | 2 | 0.73 | 22.23 | 14.3 | 5.08 | 0.331 | https://b2b.cleerline.com/SpecSheets/HD Splice Cassettes Specs.pdf
SHDSC12-SM-APC | Cleerline | 658580382971 | HD Splice Cassette, 12 Fiber, Duplex, SC/APC, 9 µm OS2, 1 m Pigtails | Hardware | Hardware-Cassettes | Each | 8538.90.0000 | CN | 8.75 | 5.63 | 2 | 0.73 | 22.23 | 14.3 | 5.08 | 0.331 | https://b2b.cleerline.com/SpecSheets/HD Splice Cassettes Specs.pdf
SHDSC12-SM-UPC | Cleerline | 658580382933 | HD Splice Cassette, 12 Fiber, Duplex, SC/UPC, 9 µm OS2, 1 m Pigtails | Hardware | Hardware-Cassettes | Each | 8538.90.0000 | CN | 8.75 | 5.63 | 2 | 0.73 | 22.23 | 14.3 | 5.08 | 0.331 | https://b2b.cleerline.com/SpecSheets/HD Splice Cassettes Specs.pdf
SS-40-900 | Cleerline | 658580383145 | 40 mm splice sleeve, 3.0 mm, Inner Diameter 1.35 mm | Hardware | Hardware-Adapters & Accessories | 50 Pack | 8544.70.0000 | CN | 3 | 2 | 1 | 0.057 | 7.62 | 5.08 | 2.54 | 0.026 | https://b2b.cleerline.com/SpecSheets/Splice Tray and Sleeves Specs.pdf
SS-60-900 | Cleerline | 658580383152 | 60 mm splice sleeve, 3.0 mm, Inner Diameter 1.35 mm | Hardware | Hardware-Adapters & Accessories | 50 Pack | 8544.70.0000 | CN | 3.5 | 3.5 | 0.5 | 0.086 | 8.89 | 8.89 | 1.27 | 0.039 | https://b2b.cleerline.com/SpecSheets/Splice Tray and Sleeves Specs.pdf
SSF-06BLANK | Cleerline | 672975371340 | Adapter Plate, 6ea Blank Openings, (Holds 6 SC Simplex or 6 LC Duplex Adapters) | Hardware | Hardware-Adapters & Accessories | Each | 8536.7 | CN | 7.88 | 4 | 0.75 | 0.09 | 20.02 | 10.16 | 1.91 | 0.041 | https://b2b.cleerline.com/SpecSheets/LGX Adapter Plates Specs.pdf
SSF-1RU-E3 | Cleerline | 602573129494 | 1RU Enclosure, Empty, Holds up to 3 plates, comes w/ Flush Mount Rack Ears | Hardware | Hardware-Rack Enclosure | Each | 8536.90.8030 | CN | 18 | 20.25 | 2.03 | 7.5 | 45.72 | 51.44 | 5.16 | 3.401 | https://b2b.cleerline.com/SpecSheets/SSF-1RU-E3 Specs.pdf
SSF-2RU-E6 | Cleerline | 602573129500 | 2RU Enclosure, Empty, Holds up to 6 plates, comes w/ Flush Mount Rack Ears | Hardware | Hardware-Rack Enclosure | Each | 8536.90.8030 | CN | 18.63 | 20.25 | 3.63 | 10.5 | 47.32 | 51.44 | 9.22 | 4.762 | https://b2b.cleerline.com/SpecSheets/SSF-2RU-E6 Specs.pdf
SSF-4RU-E12 | Cleerline | 602573129524 | 4RU Enclosure, Empty, Holds up to 12 plates, comes w/ Flush Mount Rack Ears | Hardware | Hardware-Rack Enclosure | Each | 8536.90.8030 | CN | 22 | 19.70 | 9.63 | 15.5 | 55.88 | 50.04 | 24.46 | 7.029 | https://b2b.cleerline.com/SpecSheets/SSF-4RU-E12 Specs.pdf
SSF-BLANK | Cleerline | 602573129708 | Adapter Plate, Blank, Black | Hardware | Hardware-Adapters & Accessories | Each | 8536.70.0000 | CN | 8.25 | 4.88 | 0.75 | 0.11 | 20.96 | 12.4 | 1.91 | 0.05 | https://b2b.cleerline.com/SpecSheets/LGX Adapter Plates Specs.pdf
SSF-DLCLC-MMADP | Cleerline | 672975129101 | LC/UPC Multimode Duplex Adapter (Aqua) | Hardware | Hardware-Adapters & Accessories | Each | 8536.7 | CN | 4 | 2.81 | 0.38 | 0.001 | 10.16 | 7.14 | 0.97 | 0 | https://b2b.cleerline.com/SpecSheets/Feed Thru Adapters & Keystones Specs.pdf
SSF-DLCLC-SMADP | Cleerline | 672975129118 | LC/UPC Single-mode Duplex Adapter (Blue) | Hardware | Hardware-Adapters & Accessories | Each | 8536.7 | CN | 4 | 2.81 | 0.38 | 0.001 | 10.16 | 7.14 | 0.97 | 0 | https://b2b.cleerline.com/SpecSheets/Feed Thru Adapters & Keystones Specs.pdf
SSF-DLCLC-SMAPCADP | Cleerline | 658580381448 | LC/APC Single-mode Duplex Adapter (Green) | Hardware | Hardware-Adapters & Accessories | Each | 8536.7 | CN | 4 | 2.81 | 0.38 | 0.001 | 10.16 | 7.14 | 0.97 | 0 | https://b2b.cleerline.com/SpecSheets/Feed Thru Adapters & Keystones Specs.pdf
SSF-DSCSC-MMADP | Cleerline | 672975129125 | SC/UPC Multimode Duplex Adapter (Aqua) | Hardware | Hardware-Adapters & Accessories | Each | 8536.7 | CN | 4 | 2.81 | 0.38 | 0.001 | 10.16 | 7.14 | 0.97 | 0 | https://b2b.cleerline.com/SpecSheets/Feed Thru Adapters & Keystones Specs.pdf
SSF-DSCSC-SMADP | Cleerline | 672975129132 | SC/UPC Single-mode Duplex Adapter (Blue) | Hardware | Hardware-Adapters & Accessories | Each | 8536.7 | CN | 4 | 2.81 | 0.38 | 0.001 | 10.16 | 7.14 | 0.97 | 0 | https://b2b.cleerline.com/SpecSheets/Feed Thru Adapters & Keystones Specs.pdf
SSF-DSCSC-SMAPCADP | Cleerline | 672975372484 | SC/APC Single-mode Duplex Adapter (Green) | Hardware | Hardware-Adapters & Accessories | Each | 8536.7 | CN | 4 | 2.81 | 0.38 | 0.001 | 10.16 | 7.14 | 0.97 | 0 | https://b2b.cleerline.com/SpecSheets/Feed Thru Adapters & Keystones Specs.pdf
SSF-ITB2 | Cleerline | 672975129712 | Indoor Plastic Enclosure, Empty (Holds 2 SC Simplex or 2 LC Duplex Adapters) | Hardware | Hardware-Wall Enclosure | Each | 8536.90.8030 | CN | 5.25 | 3.56 | 1.19 | 0.17 | 13.34 | 9.04 | 3.02 | 0.077 | https://b2b.cleerline.com/SpecSheets/SSF-ITB2 Specs.pdf
SSF-LC-MMKILA | Cleerline | 672975371364 | Fiber optic keystone insert, Duplex LC to LC, Multimode, Light Almond | Hardware | Hardware-Adapters & Accessories | Each | 8536.70.0000 | CN | 4 | 2.81 | 0.38 | 0.001 | 10.16 | 7.14 | 0.97 | 0 | https://b2b.cleerline.com/SpecSheets/Feed Thru Adapters & Keystones Specs.pdf
SSF-LC-MMKIW | Cleerline | 672975371371 | Fiber optic keystone insert, Duplex LC to LC, Multimode, White | Hardware | Hardware-Adapters & Accessories | Each | 8536.70.0000 | CN | 4 | 2.81 | 0.38 | 0.001 | 10.16 | 7.14 | 0.97 | 0 | https://b2b.cleerline.com/SpecSheets/Feed Thru Adapters & Keystones Specs.pdf
SSF-LC-SMKILA | Cleerline | 672975371388 | Fiber optic keystone insert, Duplex LC to LC, Single-mode, Light Almond | Hardware | Hardware-Adapters & Accessories | Each | 8536.70.0000 | CN | 4 | 2.81 | 0.38 | 0.001 | 10.16 | 7.14 | 0.97 | 0 | https://b2b.cleerline.com/SpecSheets/Feed Thru Adapters & Keystones Specs.pdf
SSF-LC-SMKIW | Cleerline | 672975371395 | Fiber optic keystone insert, Duplex LC to LC, Single-mode, White | Hardware | Hardware-Adapters & Accessories | Each | 8536.70.0000 | CN | 4 | 2.81 | 0.38 | 0.001 | 10.16 | 7.14 | 0.97 | 0 | https://b2b.cleerline.com/SpecSheets/Feed Thru Adapters & Keystones Specs.pdf
SSF-LC12-MM-OM3-4 | Cleerline | 602573129685 | Adapter Plate, 12 Fiber, Duplex, LC/UPC, 50 µm OM3-4, Aqua | Hardware | Hardware-Adapters & Accessories | Each | 8536.70.0000 | CN | 8.50 | 4 | 1.13 | 0.17 | 21.59 | 10.16 | 2.87 | 0.077 | https://b2b.cleerline.com/SpecSheets/LGX Adapter Plates Specs.pdf
SSF-LC12-SM-OS2 | Cleerline | 602573129753 | Adapter Plate, 12 Fiber, Duplex, LC/UPC, 9 µm OS2, Blue | Hardware | Hardware-Adapters & Accessories | Each | 8536.70.0000 | CN | 8.50 | 4 | 1.13 | 0.17 | 21.59 | 10.16 | 2.87 | 0.077 | https://b2b.cleerline.com/SpecSheets/LGX Adapter Plates Specs.pdf
SSF-LC12-SM-OS2-APC | Cleerline | 602573129791 | Adapter Plate, 12 Fiber, Duplex, LC/APC, 9 µm OS2, Green | Hardware | Hardware-Adapters & Accessories | Each | 8536.70.0000 | CN | 8.50 | 4 | 1.13 | 0.17 | 21.59 | 10.16 | 2.87 | 0.077 | https://b2b.cleerline.com/SpecSheets/LGX Adapter Plates Specs.pdf
SSF-LC24-MM-OM3-4 | Cleerline | 602573129692 | Adapter Plate, 24 Fiber, Quad, LC/UPC, 50 µm OM3-4, Aqua | Hardware | Hardware-Adapters & Accessories | Each | 8536.70.0000 | CN | 8.50 | 4 | 1.13 | 0.15 | 21.59 | 10.16 | 2.87 | 0.068 | https://b2b.cleerline.com/SpecSheets/LGX Adapter Plates Specs.pdf
SSF-LC24-SM-OS2 | Cleerline | 602573129760 | Adapter Plate, 24 Fiber, Quad, LC/UPC, 9 µm OS2, Blue | Hardware | Hardware-Adapters & Accessories | Each | 8536.70.0000 | CN | 8.50 | 4 | 1.13 | 0.17 | 21.59 | 10.16 | 2.87 | 0.077 | https://b2b.cleerline.com/SpecSheets/LGX Adapter Plates Specs.pdf
SSF-LC24-SM-OS2-APC | Cleerline | 602573831984 | Adapter Plate, 24 Fiber, Quad, LC/APC, 9 µm OS2, Green | Hardware | Hardware-Adapters & Accessories | Each | 8536.70.0000 | CN | 8.50 | 4 | 1.13 | 0.14 | 21.59 | 10.16 | 2.87 | 0.063 | https://b2b.cleerline.com/SpecSheets/LGX Adapter Plates Specs.pdf
SSF-LCSC-MMADP | Cleerline | 091037859709 | Multimode LC Male to SC Female Fiber Optic Adapter | Hardware | Hardware-Adapters & Accessories | Each | 8536.70.0000 | CN | 4 | 2.81 | 0.38 | 0.001 | 10.16 | 7.14 | 0.97 | 0 | https://b2b.cleerline.com/SpecSheets/Feed Thru Adapters & Keystones Specs.pdf
SSF-LCSC-SMADP | Cleerline | 091037859808 | Single-mode LC Male to SC Female Fiber Optic Adapter | Hardware | Hardware-Adapters & Accessories | Each | 8536.70.0000 | CN | 4 | 2.81 | 0.38 | 0.001 | 10.16 | 7.14 | 0.97 | 0 | https://b2b.cleerline.com/SpecSheets/Feed Thru Adapters & Keystones Specs.pdf
SSF-MWM-SPLIT-WL-E4 | Cleerline | 602573129586 | Medium, empty wall mount with split metal door, with one lock/key. Fits 4 LGX adapter plates. | Hardware | Hardware-Wall Enclosure | Each | 8536.90.8030 | CN | 15.63 | 15.50 | 4.50 | 7.1 | 39.7 | 39.37 | 11.43 | 3.22 | https://b2b.cleerline.com/SpecSheets/SSF-MWM-SPLIT-WL-E4 Specs.pdf
SSF-OTB12 | Cleerline | 672975371005 | Outdoor Fiber Optic Plastic Enclosure, Empty (Holds 12 SC Simplex or 12 LC Duplex Adapters) | Hardware | Hardware-Outdoor Terminal Boxes | Each | 8536.90.8030 | CN | 9.38 | 9.25 | 3.69 | 1.94 | 23.83 | 23.5 | 9.37 | 0.88 | https://b2b.cleerline.com/SpecSheets/Outdoor Plastic Enclosure Specs.pdf
SSF-OTB2 | Cleerline | 672975129989 | Outdoor Fiber Optic Plastic Enclosure, Empty (Holds 2 SC Simplex or 2 LC Duplex Adapters) | Hardware | Hardware-Outdoor Terminal Boxes | Each | 8536.90.8030 | CN | 7.13 | 5.13 | 1.63 | 0.55 | 18.11 | 13.03 | 4.14 | 0.249 | https://b2b.cleerline.com/SpecSheets/Outdoor Plastic Enclosure Specs.pdf
SSF-OTB4 | Cleerline | 672975129996 | Outdoor Fiber Optic Plastic Enclosure, Empty (Holds 4 SC Simplex or 4 LC Duplex Adapters) | Hardware | Hardware-Outdoor Terminal Boxes | Each | 8536.90.8030 | CN | 8.50 | 5.69 | 2.06 | 0.76 | 21.59 | 14.45 | 5.23 | 0.345 | https://b2b.cleerline.com/SpecSheets/Outdoor Plastic Enclosure Specs.pdf
SSF-SC-MMKILA | Cleerline | 672975371401 | Fiber optic keystone insert, Simplex SC to SC, Multimode, Light Almond | Hardware | Hardware-Adapters & Accessories | Each | 8536.70.0000 | CN | 4 | 2.81 | 0.38 | 0.001 | 10.16 | 7.14 | 0.97 | 0 | https://b2b.cleerline.com/SpecSheets/Feed Thru Adapters & Keystones Specs.pdf
SSF-SC-MMKIW | Cleerline | 672975371418 | Fiber optic keystone insert, Simplex SC to SC, Multimode, White | Hardware | Hardware-Adapters & Accessories | Each | 8536.70.0000 | CN | 4 | 2.81 | 0.38 | 0.001 | 10.16 | 7.14 | 0.97 | 0 | https://b2b.cleerline.com/SpecSheets/Feed Thru Adapters & Keystones Specs.pdf
SSF-SC-SMAPCKIW | Cleerline | 658580381455 | Fiber optic keystone insert, Simplex SC to SC, Single-mode, White | Hardware | Hardware-Adapters & Accessories | Each | 8536.70.0000 | CN | 4 | 2.81 | 0.38 | 0.001 | 10.16 | 7.14 | 0.97 | 0 | https://b2b.cleerline.com/SpecSheets/Feed Thru Adapters & Keystones Specs.pdf
SSF-SC-SMKIBK | Cleerline | 658580381561 | Fiber optic keystone insert, Simplex SC to SC, Single-mode, Black | Hardware | Hardware-Adapters & Accessories | Each | 8536.70.0000 | CN | 4 | 2.81 | 0.38 | 0.001 | 10.16 | 7.14 | 0.97 | 0 | https://b2b.cleerline.com/SpecSheets/Feed Thru Adapters & Keystones Specs.pdf
SSF-SC-SMKILA | Cleerline | 672975371425 | Fiber optic keystone insert, Simplex SC to SC, Single-mode, Light Almond | Hardware | Hardware-Adapters & Accessories | Each | 8536.70.0000 | CN | 4 | 2.81 | 0.38 | 0.001 | 10.16 | 7.14 | 0.97 | 0 | https://b2b.cleerline.com/SpecSheets/Feed Thru Adapters & Keystones Specs.pdf
SSF-SC-SMKIW | Cleerline | 672975371432 | Fiber optic keystone insert, Simplex SC to SC, Single-mode, White | Hardware | Hardware-Adapters & Accessories | Each | 8536.70.0000 | CN | 4 | 2.81 | 0.38 | 0.001 | 10.16 | 7.14 | 0.97 | 0 | https://b2b.cleerline.com/SpecSheets/Feed Thru Adapters & Keystones Specs.pdf
SSF-SC06-MM-OM3-4 | Cleerline | 602573129661 | Adapter Plate, 06 Fiber, Simplex, SC/UPC, 50 µm OM3-4, Aqua | Hardware | Hardware-Adapters & Accessories | Each | 8536.70.0000 | CN | 8.50 | 4 | 1.13 | 0.16 | 21.59 | 10.16 | 2.87 | 0.073 | https://b2b.cleerline.com/SpecSheets/LGX Adapter Plates Specs.pdf
SSF-SC06-SM-OS2 | Cleerline | 602573129739 | Adapter Plate, 06 Fiber, Simplex, SC/UPC, 9 µm OS2, Blue | Hardware | Hardware-Adapters & Accessories | Each | 8536.70.0000 | CN | 8.50 | 4 | 1.13 | 0.15 | 21.59 | 10.16 | 2.87 | 0.068 | https://b2b.cleerline.com/SpecSheets/LGX Adapter Plates Specs.pdf
SSF-SC06-SM-OS2-APC | Cleerline | 602573129777 | Adapter Plate, 06 Fiber, Simplex, SC/APC, 9 µm OS2, Green | Hardware | Hardware-Adapters & Accessories | Each | 8536.70.0000 | CN | 8.50 | 4 | 1.13 | 0.17 | 21.59 | 10.16 | 2.87 | 0.077 | https://b2b.cleerline.com/SpecSheets/LGX Adapter Plates Specs.pdf
SSF-SC12-MM-OM3-4 | Cleerline | 602573129678 | Adapter Plate, 12 Fiber, Duplex, SC/UPC, 50 µm OM3-4, Aqua | Hardware | Hardware-Adapters & Accessories | Each | 8536.70.0000 | CN | 8.50 | 4 | 1.13 | 0.17 | 21.59 | 10.16 | 2.87 | 0.077 | https://b2b.cleerline.com/SpecSheets/LGX Adapter Plates Specs.pdf
SSF-SC12-SM-OS2 | Cleerline | 602573129746 | Adapter Plate, 12 Fiber, Duplex, SC/UPC, 9 µm OS2, Blue | Hardware | Hardware-Adapters & Accessories | Each | 8536.70.0000 | CN | 8.50 | 4 | 1.13 | 0.18 | 21.59 | 10.16 | 2.87 | 0.082 | https://b2b.cleerline.com/SpecSheets/LGX Adapter Plates Specs.pdf
SSF-SC12-SM-OS2-APC | Cleerline | 602573129784 | Adapter Plate, 12 Fiber, Duplex, SC/APC, 9 µm OS2, Green | Hardware | Hardware-Adapters & Accessories | Each | 8536.70.0000 | CN | 8.50 | 4 | 1.13 | 0.17 | 21.59 | 10.16 | 2.87 | 0.077 | https://b2b.cleerline.com/SpecSheets/LGX Adapter Plates Specs.pdf
SSF-SCLC-MMADP | Cleerline | 091037859747 | Multimode SC Male to LC Female Fiber Optic Adapter | Hardware | Hardware-Adapters & Accessories | Each | 8536.70.0000 | CN | 4 | 2.81 | 0.38 | 0.001 | 10.16 | 7.14 | 0.97 | 0 | https://b2b.cleerline.com/SpecSheets/Feed Thru Adapters & Keystones Specs.pdf
SSF-SCLC-SMADP | Cleerline | 091037209283 | Single-mode SC Male to LC Female Fiber Optic Adapter | Hardware | Hardware-Adapters & Accessories | Each | 8536.70.0000 | CN | 4 | 2.81 | 0.38 | 0.001 | 10.16 | 7.14 | 0.97 | 0 | https://b2b.cleerline.com/SpecSheets/Feed Thru Adapters & Keystones Specs.pdf
SSF-SLCLC-MMADP | Cleerline | 672975129149 | LC/UPC Multimode Simplex Adapter (Aqua) | Hardware | Hardware-Adapters & Accessories | Each | 8536.7 | CN | 4 | 2.81 | 0.38 | 0.001 | 10.16 | 7.14 | 0.97 | 0 | https://b2b.cleerline.com/SpecSheets/Feed Thru Adapters & Keystones Specs.pdf
SSF-SLCLC-SMADP | Cleerline | 672975129156 | LC/UPC Single-mode Simplex Adapter (Blue) | Hardware | Hardware-Adapters & Accessories | Each | 8536.7 | CN | 4 | 2.81 | 0.38 | 0.001 | 10.16 | 7.14 | 0.97 | 0 | https://b2b.cleerline.com/SpecSheets/Feed Thru Adapters & Keystones Specs.pdf
SSF-SLCLC-SMAPCADP | Cleerline | 672975372163 | LC/APC Single-mode Simplex Adapter (Green) | Hardware | Hardware-Adapters & Accessories | Each | 8536.7 | CN | 4 | 2.81 | 0.38 | 0.001 | 10.16 | 7.14 | 0.97 | 0 | https://b2b.cleerline.com/SpecSheets/Feed Thru Adapters & Keystones Specs.pdf
SSF-SSCBLANK | Cleerline | 672975371456 | Blanking Plug for Adapter Plate, Black, 6pk | Hardware | Hardware-Adapters & Accessories | Each | 8536700000 | CN | 3.94 | 2.81 | .44 | 0.01 | 10.01 | 7.14 | 1.12 | 0.005 | https://b2b.cleerline.com/SpecSheets/LGX Adapter Plates Specs.pdf
SSF-SSCSC-MMADP | Cleerline | 672975129163 | SC/UPC Multimode Simplex Adapter (Aqua) | Hardware | Hardware-Adapters & Accessories | Each | 8536.7 | CN | 4 | 2.81 | 0.38 | 0.001 | 10.16 | 7.14 | 0.97 | 0 | https://b2b.cleerline.com/SpecSheets/Feed Thru Adapters & Keystones Specs.pdf
SSF-SSCSC-SMADP | Cleerline | 672975129170 | SC/UPC Single-mode Simplex Adapter (Blue) | Hardware | Hardware-Adapters & Accessories | Each | 8536.7 | CN | 4 | 2.81 | 0.38 | 0.001 | 10.16 | 7.14 | 0.97 | 0 | https://b2b.cleerline.com/SpecSheets/Feed Thru Adapters & Keystones Specs.pdf
SSF-SSCSC-SMAPCADP | Cleerline | 672975371463 | SC/APC Single-mode Simplex Adapter (Green) | Hardware | Hardware-Adapters & Accessories | Each | 8536.7 | CN | 4 | 2.81 | 0.38 | 0.001 | 10.16 | 7.14 | 0.97 | 0 | https://b2b.cleerline.com/SpecSheets/Feed Thru Adapters & Keystones Specs.pdf
SSF-ST06-MM-SM | Cleerline | 602573129715 | Adapter Plate, 6 Fiber, Simplex, ST/UPC, 50 µm OM3-4 or 9 µm OS2 | Hardware | Hardware-Adapters & Accessories | Each | 8536.70.0000 | CN | 8.50 | 4 | 1.43 | 0.19 | 21.59 | 10.16 | 3.63 | 0.086 | https://b2b.cleerline.com/SpecSheets/LGX Adapter Plates Specs.pdf
SSF-SWM-SOLID-NL-E1 | Cleerline | 602573831717 | Extra small, empty wall mount enclosure. Fits 1 LGX adapter plate. | Hardware | Hardware-Wall Enclosure | Each | 8536.90.8030 | CN | 8.63 | 8.70 | 3 | 1.6 | 21.92 | 22.1 | 7.62 | 0.726 | https://b2b.cleerline.com/SpecSheets/SSF-SWM-SOLID-NL-E1 Specs.pdf
SSF-SWM-SPLIT-WL-E2 | Cleerline | 602573129555 | Small, empty wall mount with split metal door, with one lock/key. Fits 2 LGX adapter plates. | Hardware | Hardware-Wall Enclosure | Each | 8536.90.8030 | CN | 15.63 | 15.50 | 3.69 | 6.5 | 39.7 | 39.37 | 9.37 | 2.948 | https://b2b.cleerline.com/SpecSheets/SSF-SWM-SPLIT-WL-E2 Specs.pdf
SST-24F | Cleerline | 658580383121 | Splice Tray, dual layer, max core 24 fibers | Hardware | Hardware-Adapters & Accessories | Each | 8544.70.0000 | CN | 9 | 6 | .5 | 0.129 | 22.86 | 15.24 | 1.27 | 0.059 | https://b2b.cleerline.com/SpecSheets/Splice Tray and Sleeves Specs.pdf
SSF-1RUME-12AC | Cleerline | 672975372644 | 12 slot fiber chassis with one AC power supply and fans for SSF series converters | Media Extension | Media Extension-Power Supply | Each | 8517.62.0010 | CN | 21.13 | 13.75 | 3.38 | 7.89 | 53.67 | 34.93 | 8.59 | 3.578 | https://b2b.cleerline.com/SpecSheets/SSF-1RUME-12AC Specs.pdf
SSF-1SFPx4RJ45-1G | Cleerline | 658580645434 | 1 x SFP to 4 x RJ45 Gigabit Non-Managed Switch | Media Extension | Media Extension-Switches | Each | 8517.62.0010 | CN | 9.12 | 6 | 2.12 | 0.98 | 23.16 | 15.24 | 5.38 | 0.444 | https://b2b.cleerline.com/SpecSheets/SSF-1SFPx4RJ45-1G Specs.pdf
SSF-1SFPx4RJ45POE-1G | Cleerline | 669185299946 | 1 x SFP to 4 x RJ45 PoE+ Gigabit Non-Managed Switch | Media Extension | Media Extension-Switches | Each | 8517.62.0010 | CN | 12 | 6 | 2 | 1.5 | 30.48 | 15.24 | 5.08 | 0.68 | https://b2b.cleerline.com/SpecSheets/SSF-1SFPx4RJ45POE-1G Specs.pdf
SSF-1x4-RUGGED | Cleerline | 672975372477 | Industrial Gigabit switch 4x 10/100/1000Base-Tx to 1x 1000Base-X SFP | Media Extension | Media Extension-Switches | Each | 8517.62.00 | CN | 7 | 6.12 | 1.75 | 1.05 | 17.78 | 15.54 | 4.45 | 0.476 | https://b2b.cleerline.com/SpecSheets/SSF-1x4-RUGGED Specs.pdf
SSF-1x4POE-RUGGED | Cleerline | 658580381462 | Industrial Gigabit switch PoE+ 120W budget 4x 10/100/1000Base-Tx to 1x 1000Base-X SFP | Media Extension | Media Extension-Switches | Each | 8517.62.00 | CN | 6.63 | 6 | 2 | 1.1 | 16.84 | 15.24 | 5.08 | 0.499 | https://b2b.cleerline.com/SpecSheets/SSF-1x4POE-RUGGED Specs.pdf
SSF-2SFPx8RJ45POE-1G | Cleerline | 658580383084 | 2 x SFP to 8 x RJ45 PoE+ Gigabit Non-Managed Switch | Media Extension | Media Extension-Switches | Each | 8517.62.0010 | CN | 12 | 6 | 2.12 | 2.26 | 30.48 | 15.24 | 5.38 | 1.025 | https://b2b.cleerline.com/SpecSheets/SSF-2SFPx8RJ45POE-1G Specs.pdf
SSF-2x8POE-RUGGED | Cleerline | 658580646257 | Industrial Gigabit switch PoE+ 240W budget 8x 10/100/1000Base-Tx to 2x 1000Base-X SFP | Media Extension | Media Extension-Switches | Each | 8517.62.00 | CN | 8.87 | 6.75 | 3.12 | 1.79 | 22.53 | 17.15 | 7.92 | 0.812 | https://b2b.cleerline.com/SpecSheets/SSF-2x8POE-RUGGED Specs.pdf
SSF-8SFPx2RJ45-1G | Cleerline | 658580383091 | 8 x SFP to 2 x RJ45 Gigabit Non-Managed Switch | Media Extension | Media Extension-Switches | Each | 8517.62.0010 | CN | 12 | 6 | 2.12 | 1.64 | 30.48 | 15.24 | 5.38 | 0.744 | https://b2b.cleerline.com/SpecSheets/SSF-8SFPx2RJ45-1G Specs.pdf
SSF-DIN-48V120W-PS | Cleerline | 658580381486 | Industrial power supply 120W, AC 88-132VAC /176-264VAC, DC 48V output 2.5A, DIN rail mountable | Media Extension | Media Extension-Power Supply | Each | 8504.40.95 | CN | 5.75 | 2.25 | 2.31 | 1.26 | 14.61 | 5.72 | 5.87 | 0.571 | https://b2b.cleerline.com/SpecSheets/SSF-DIN-48V120W-PS Specs.pdf
SSF-DIN-48V15W-PS | Cleerline | 669185299854 | Industrial power supply 15W, AC 85-264V input, DC 48V output 0.32A, DIN rail mountable | Media Extension | Media Extension-Power Supply | Each | 8504.40.95 | CN | 3.88 | 0.88 | 2.50 | 0.17 | 9.86 | 2.24 | 6.35 | 0.077 | https://b2b.cleerline.com/SpecSheets/SSF-DIN-48V15W-PS Specs.pdf
SSF-DIN-48V240W-PS | Cleerline | 669185300000 | Industrial power supply 240W, AC 88-132VAC /176-264VAC, DC 48V output 2.5A, DIN rail mountable | Media Extension | Media Extension-Power Supply | Each | 8504.40.95 | CN | 6.25 | 6 | 4 | 2.14 | 15.88 | 15.24 | 10.16 | 0.971 | https://b2b.cleerline.com/SpecSheets/SSF-DIN-48V240W-PS Specs.pdf
SSF-DIN-48V60W-PS | Cleerline | 658580381929 | Industrial power supply 60W, AC 85-240V input, DC 48V output 1.25A, DIN rail mountable | Media Extension | Media Extension-Power Supply | Each | 8504.40.95 | CN | 3.81 | 2.25 | 2.56 | 0.45 | 9.68 | 5.72 | 6.5 | 0.204 | https://b2b.cleerline.com/SpecSheets/SSF-DIN-48V60W-PS Specs.pdf
SSF-DIN-RAIL | Cleerline | 658580381493 | DIN rail allows grouped Industrial power supply mounting. | Media Extension | Media Extension-Accessories | Each | 8517.79.0000 | CN | 23.50 | 1.50 | 0.25 | 0.4 | 59.69 | 3.81 | 0.64 | 0.181 | https://b2b.cleerline.com/SpecSheets/SSF-DIN-RAIL Specs.pdf
SSF-QSFP-100GDR1 | Cleerline | 658580645519 | 100G QSFP28 DR1 optical transceiver, SM, single lambda 1310nm, 500m reach, Dual LC | Media Extension | Media Extension-SFP’s | Each | 8517.62.00 | CN | 7.25 | 2.25 | 1 | 0.2 | 18.42 | 5.72 | 2.54 | 0.091 | https://b2b.cleerline.com/SpecSheets/SSF-QSFP-100GDR1 Specs.pdf
SSF-QSFP-40GSR2 | Cleerline | 658580645533 | 40G QSFP+ SR2 BiDi 100m/OM3 or 150m/OM4, Dual LC | Media Extension | Media Extension-SFP’s | Each | 8517.62.00 | CN | 6 | .5 | 2 | 0.25 | 15.24 | 1.27 | 5.08 | 0.113 | https://b2b.cleerline.com/SpecSheets/SSF-QSFP-40GSR2 Specs.pdf
SSF-SERIAL-RUGGED | Cleerline | 669185299861 | Industrial RS232/RS485/RS422 Serial to Fiber Converter | Media Extension | Media Extension-Extenders & Converters | Set | 8517.62.00 | CN | 13.50 | 10 | 2.25 | 1.84 | 34.29 | 25.4 | 5.72 | 0.834 | https://b2b.cleerline.com/SpecSheets/SSF-SERIAL-RUGGED Specs.pdf
SSF-SFP-MM10G | Cleerline | 672975372545 | 10G SFP+ transceiver MM 10GBase-SR, 850nm, 300m max reach | Media Extension | Media Extension-SFP’s | Each | 8517.62.0010 | CN | 4.75 | 2.44 | 0.75 | 0.08 | 12.07 | 6.2 | 1.91 | 0.036 | https://b2b.cleerline.com/SpecSheets/SSF-SFP-MM10G Specs.pdf
SSF-SFP-MM1G | Cleerline | 672975372507 | 1.25G SFP transceiver MM 1000Base-SX, 850nm, 550m max reach, w/DDM | Media Extension | Media Extension-SFP’s | Each | 8517.62.0010 | CN | 4.75 | 2.44 | 0.75 | 0.08 | 12.07 | 6.2 | 1.91 | 0.036 | https://b2b.cleerline.com/SpecSheets/SSF-SFP-MM1G Specs.pdf
SSF-SFP-MXWMK | Cleerline | 658580383114 | Mounting bracket, single unit for compatible SSF series converters. | Media Extension | Media Extension-Accessories | Each | 8517.79.0000 | CN | 5 | 3.50 | 1 | 0.09 | 12.7 | 8.89 | 2.54 | 0.041
SSF-SFP-RJ45-10G | Cleerline | 658580381585 | 10G Ethernet to 10G Base-X SFP+ extender, AC US power supply | Media Extension | Media Extension-Extenders & Converters | Each | 8517.62.0010 | CN | 5.25 | 3.25 | 2.75 | 0.61 | 13.34 | 8.26 | 6.99 | 0.277 | https://b2b.cleerline.com/SpecSheets/SSF-SFP-RJ45-10G Specs.pdf
SSF-SFP-RJ45-10G-UK | Cleerline | 658580645892 | 10G Ethernet to 10G Base-X SFP+ DIP sw, AC UK adapter included | Media Extension | Media Extension-Extenders & Converters | Each | 8517.62.0010 | CN | 5 | 3 | 3 | 0.59 | 12.7 | 7.62 | 7.62 | 0.268
SSF-SFP-RJ45-1G | Cleerline | 672975372446 | Gigabit 10/100/1000Base-Tx to 100/1000Base-X SFP extender, AC US power supply | Media Extension | Media Extension-Extenders & Converters | Each | 8517.62.0010 | CN | 5.25 | 3.25 | 2.75 | 0.56 | 13.34 | 8.26 | 6.99 | 0.254 | https://b2b.cleerline.com/SpecSheets/SSF-SFP-RJ45-1G Specs.pdf
SSF-SFP-RJ45-1G-UK | Cleerline | 658580645885 | Gigabit 10/100/1000Base-Tx to 100/1000Base-X SFP slot, DIP sw, AC UK adapter Included | Media Extension | Media Extension-Extenders & Converters | Each | 8517.62.0010 | CN | 5 | 3 | 3 | 0.56 | 12.7 | 7.62 | 7.62 | 0.254
SSF-SFP-RJ452POE-1G | Cleerline | 658580381479 | Gigabit 10/100/1000Base-Tx 2xRJ45 to 100/1000Base-X SFP extender, PoE+ 30W, AC US power supply | Media Extension | Media Extension-Extenders & Converters | Each | 8517.62.0010 | CN | 7.25 | 3.75 | 3.50 | 1.31 | 18.42 | 9.53 | 8.89 | 0.594 | https://b2b.cleerline.com/SpecSheets/SSF-SFP-RJ452POE-1G Specs.pdf
SSF-SFP-SFP-CON | Cleerline | 672975372453 | Gigabit 1000Base-X to 1000Base-X SFP to SFP converter, AC US power supply | Media Extension | Media Extension-Extenders & Converters | Each | 8504.40.95 | CN | 5.25 | 3.25 | 2.75 | 0.57 | 13.34 | 8.26 | 6.99 | 0.259 | https://b2b.cleerline.com/SpecSheets/SSF-SFP-SFP-CON Specs.pdf
SSF-SFP-SFP-CON-UK | Cleerline | 669185300291 | Gigabit 1000Base-X to 1000Base-X SFP to SFP converter, AC UK adapter included | Media Extension | Media Extension-Extenders & Converters | Each | 8517.62.0010 | CN | 5.5 | 3 | 3 | 0.56 | 13.97 | 7.62 | 7.62 | 0.254
SSF-SFP-SFP-CON10G | Cleerline | 658580382865 | 10G Base-X SFP+ to SFP+ converter, AC US power supply | Media Extension | Media Extension-Extenders & Converters | Each | 8504.40.95 | CN | 5.25 | 3.25 | 2.75 | 0.62 | 13.34 | 8.26 | 6.99 | 0.281 | https://b2b.cleerline.com/SpecSheets/SSF-SFP-SFP-CON10G Specs.pdf
SSF-SFP-SFP-CON10G-UK | Cleerline | 669185300307 | 10G Base-X SFP+ to SFP+ converter, DIP sw, AC UK adapter included | Media Extension | Media Extension-Extenders & Converters | Each | 8517.62.0010 | CN | 5 | 3 | 3 | 0.6 | 12.7 | 7.62 | 7.62 | 0.272
SSF-SFP-SM10G | Cleerline | 672975372552 | 10G SFP+ transceiver SM 10GBase-LR, 1310nm, 20Km max reach | Media Extension | Media Extension-SFP’s | Each | 8517.62.0010 | CN | 4.75 | 2.44 | 0.75 | 0.08 | 12.07 | 6.2 | 1.91 | 0.036 | https://b2b.cleerline.com/SpecSheets/SSF-SFP-SM10G Specs.pdf
SSF-SFP-SM10GBDA | Cleerline | 672975372569 | 10G SFP+ transceiver SM BiDi T:1270/R:1330nm, 20Km max reach | Media Extension | Media Extension-SFP’s | Each | 8517.62.0010 | CN | 4.75 | 2.44 | 0.75 | 0.08 | 12.07 | 6.2 | 1.91 | 0.036 | https://b2b.cleerline.com/SpecSheets/10G SM BiDi SFP+ Specs.pdf
SSF-SFP-SM10GBDB | Cleerline | 672975372576 | 10G SFP+ transceiver SM BiDi T:1330/R:1270nm, 20Km max reach | Media Extension | Media Extension-SFP’s | Each | 8517.62.0010 | CN | 4.75 | 2.44 | 0.75 | 0.08 | 12.07 | 6.2 | 1.91 | 0.036 | https://b2b.cleerline.com/SpecSheets/10G SM BiDi SFP+ Specs.pdf
SSF-SFP-SM1G | Cleerline | 672975372514 | 1.25G SFP transceiver SM 1000Base-LX, 1310nm, 20Km max reach, w/DDM | Media Extension | Media Extension-SFP’s | Each | 8517.62.0010 | CN | 4.75 | 2.44 | 0.75 | 0.08 | 12.07 | 6.2 | 1.91 | 0.036 | https://b2b.cleerline.com/SpecSheets/SSF-SFP-SM1G Specs.pdf
SSF-SFP-SM1GBDA | Cleerline | 672975372521 | 1.25G SFP transceiver SM BiDi T:1310/R:1550nm, 20Km max reach, w/DDM | Media Extension | Media Extension-SFP’s | Each | 8517.62.0010 | CN | 4.75 | 2.44 | 0.75 | 0.08 | 12.07 | 6.2 | 1.91 | 0.036 | https://b2b.cleerline.com/SpecSheets/1G SM BiDi SFP Specs.pdf
SSF-SFP-SM1GBDB | Cleerline | 672975372538 | 1.25G SFP transceiver SM BiDi T:1550/R:1310nm, 20Km max reach, w/DDM | Media Extension | Media Extension-SFP’s | Each | 8517.62.0010 | CN | 4.75 | 2.44 | 0.75 | 0.08 | 12.07 | 6.2 | 1.91 | 0.036 | https://b2b.cleerline.com/SpecSheets/1G SM BiDi SFP Specs.pdf
SSF-SFP-UMRJ451G | Cleerline | 669185300529 | 1.25G SFP Copper transceiver RJ45 1000Base-T, 100m max reach, w/SGMII | Media Extension | Media Extension-SFP’s | Each |  | CN | 4.75 | 2.44 | .75 | 0.08 | 12.07 | 6.2 | 1.91 | 0.036 | https://b2b.cleerline.com/SpecSheets/SSF-SFP-UMRJ451G Specs.pdf
SSF-SFP28-25GLR | Cleerline | 669185299885 | 25G SFP28 LR transceiver SM 1310nm, 10Km reach, Dual LC | Media Extension | Media Extension-SFP’s | Each | 8517.62.0010 | CN | 4 | 0.81 | 2.38 | 0.09 | 10.16 | 2.06 | 6.05 | 0.041 | https://b2b.cleerline.com/SpecSheets/SSF-SFP28-25GLR Specs.pdf
SSF-SFP28-25GSR | Cleerline | 658580645380 | 25G SFP28 SR transceiver MM 850nm, 100m reach, Dual LC | Media Extension | Media Extension-SFP’s | Each | 8517.62.0010 | CN | 4.63 | 1 | 2.19 | 0.09 | 11.76 | 2.54 | 5.56 | 0.041 | https://b2b.cleerline.com/SpecSheets/SSF-SFP28-25GSR Specs.pdf
REFCBL-TKITE100 | Cleerline | 669185299908 | 1ea Simplex LCLC, and SCSC Multimode and 1ea LCLC, and SCSC Single-mode 1m reference cables. | Tools & Kits | Tools & Kits-Testing Equipment | Each | 8544.70.0000 | CN | 12.00 | 9.00 | 0.50 | 0.1 | 30.48 | 22.86 | 1.27 | 0.045
REFCBL-TKITP500 | Cleerline | 669185299892 | 1ea Simplex LCLC, SCSC and LCSC Multimode and 1ea LCLC, SCSC and LCSC Single-mode 1m reference cables. | Tools & Kits | Tools & Kits-Testing Equipment | Each | 8544.70.0000 | CN | 12 | 9 | 0.50 | 0.1 | 30.48 | 22.86 | 1.27 | 0.045
SSF-02E-Cleaver | Cleerline | 672975371333 | FKIT02E Cleaver only with case. | Tools & Kits | Tools & Kits-Accessories | Each | 8464.90.9010 | CN | 5.19 | 2.38 | 4.38 | 0.92 | 13.18 | 6.05 | 11.13 | 0.417
SSF-1CLK-LC | Cleerline | 602573129913 | SSF one click cleaner LC @ 1.25mm | Tools & Kits | Tools & Kits-Cleaning Supplies | Each | 3926.10.0000 | CN | 7.31 | 1.06 | 1.06 | 0.08 | 18.57 | 2.69 | 2.69 | 0.036
SSF-1CLK-SC | Cleerline | 602573129920 | SSF one click cleaner SC, ST, FC @ 2.5mm | Tools & Kits | Tools & Kits-Cleaning Supplies | Each | 3926.10.0000 | CN | 7.31 | 1.06 | 1.06 | 0.07 | 18.57 | 2.69 | 2.69 | 0.032
SSF-ACS-TOOL | Cleerline | 672975371357 | Armored cable slitting tool | Tools & Kits | Tools & Kits-Accessories | Each | 8203.2 | CN | 7.75 | 2.31 | 4.38 | 0.89 | 19.69 | 5.87 | 11.13 | 0.404 | https://b2b.cleerline.com/SpecSheets/SSF-ACS-Tool Specs.pdf
SSF-AQUAKLEEN | Cleerline | 602573129937 | Fiber optic cleaning spray, 2oz | Tools & Kits | Tools & Kits-Cleaning Supplies | Each | 3402.20.5100 | CN | 5.50 | 1.50 | 1.50 | 0.28 | 13.97 | 3.81 | 3.81 | 0.127
SSF-CKIT01E | Cleerline | 602573129999 | Fiber Optic cleaning kit. Includes a variety of cleaners and consumables. | Tools & Kits | Tools & Kits-Cleaning Supplies | Each | 8206000090 | CN | 12.19 | 9.31 | 4.63 | 2.68 | 30.96 | 23.65 | 11.76 | 1.215 | https://b2b.cleerline.com/SpecSheets/SSF-CKIT01E Specs.pdf
SSF-CLN-CUBE | Cleerline | 602573129944 | Fiber optic dry wipes, 120 ct. | Tools & Kits | Tools & Kits-Cleaning Supplies | Each | 3401199090 | CN | 3.25 | 2.75 | 2.81 | 0.15 | 8.26 | 6.99 | 7.14 | 0.068
SSF-FCS1264 | Cleerline | 7802017950117 | Fiber cable slitter and ring tool, 1.2mm to 6.4mm | Tools & Kits | Tools & Kits-Accessories | Each | 8203.2 | CN | 6.25 | 3.25 | 0.50 | 0.07 | 15.88 | 8.26 | 1.27 | 0.032 | https://b2b.cleerline.com/SpecSheets/SSF-FCS1264 Specs.pdf
SSF-FKIT02E | Cleerline | 602573129005 | Cleerline Basic Fiber Termination Kit | Tools & Kits | Tools & Kits-Termination Kits | Each | 8464.90.9010 | CN | 12.31 | 9.38 | 4.75 | 4.27 | 31.27 | 23.83 | 12.07 | 1.937 | https://b2b.cleerline.com/SpecSheets/SSF-FKIT02E Specs.pdf
SSF-FKIT03P | Cleerline | 602573129012 | Cleerline Professional Fiber Termination Kit | Tools & Kits | Tools & Kits-Termination Kits | Each | 8464.90.9010 | CN | 15 | 11.25 | 6.50 | 9.74 | 38.1 | 28.58 | 16.51 | 4.417 | https://b2b.cleerline.com/SpecSheets/SSF-FKIT03P Specs.pdf
SSF-IPA-99 | Cleerline | 658580381516 | Isopropyl Fiber Optic Cleaning Wipes 50 Pack | Tools & Kits | Tools & Kits-Cleaning Supplies | 50 Pack | 6307.90.99 | CN | 4 | 6 | 4 | 0.78 | 10.16 | 15.24 | 10.16 | 0.354
SSF-MICRO-400X | Cleerline | 672975371722 | 400x Hand held optical Inspection scope | Tools & Kits | Tools & Kits-Testing Equipment | Each | 9011 | CN | 10 | 4.06 | 2.56 | 1.44 | 25.4 | 10.31 | 6.5 | 0.653 | https://b2b.cleerline.com/SpecSheets/SSF-MICRO-400X Specs.pdf
SSF-MICROV-250X | Cleerline | 672975371739 | 250x Fiber Optic Video Microscope with 1.25mm LC and 2.5mm SC one-click cleaners | Tools & Kits | Tools & Kits-Testing Equipment | Each | 9011 | CN | 12 | 4 | 9 | 5 | 30.48 | 10.16 | 22.86 | 2.268 | https://b2b.cleerline.com/SpecSheets/SSF-MICROV-250X Specs.pdf
SSF-OPTI-R | Cleerline | 602573129951 | Refillable Cassette cleaner for 1.25mm and 2.5mm ferrule connectors | Tools & Kits | Tools & Kits-Cleaning Supplies | Each | 3401199090 | CN | 5 | 3.25 | 1.63 | 0.31 | 12.7 | 8.26 | 4.14 | 0.141
SSF-OPTI-RFL | Cleerline | 091037859815 | Replacement reels for Optipop type cleaner, sold as an each. | Tools & Kits | Tools & Kits-Cleaning Supplies | Each | 6307.90.99 | CN | 4.63 | 4 | 0.88 | 0.04 | 11.76 | 10.16 | 2.24 | 0.018
SSF-PULLEYE1318 | Cleerline | 672975371692 | Heavy duty pulling eyelet/sock/swivel for cable diameters 13mm to 18mm | Tools & Kits | Tools & Kits-Accessories | Each | 8425.39.0100 | CN | 26 | 2 | 3 | 0.19 | 66.04 | 5.08 | 7.62 | 0.086 | https://b2b.cleerline.com/SpecSheets/Cable Pulling Socks Specs.pdf
SSF-PULLEYE1825 | Cleerline | 672975371708 | Heavy duty pulling eyelet/sock/swivel for cable diameters 18mm to 25mm | Tools & Kits | Tools & Kits-Accessories | Each | 8425.39.0100 | CN | 30 | 3 | 3 | 0.38 | 76.2 | 7.62 | 7.62 | 0.172 | https://b2b.cleerline.com/SpecSheets/Cable Pulling Socks Specs.pdf
SSF-PULLEYE68 | Cleerline | 672975371920 | Heavy duty pulling eyelet/sock for cable diameters 6mm to 8mm | Tools & Kits | Tools & Kits-Accessories | Each | 8425.39.0100 | CN | 13.88 | 2.38 | 0.25 | 0.05 | 35.26 | 6.05 | 0.64 | 0.023 | https://b2b.cleerline.com/SpecSheets/Cable Pulling Socks Specs.pdf
SSF-PULLEYE712 | Cleerline | 672975371685 | Heavy duty pulling eyelet/sock/swivel for cable diameters 7mm to 12mm | Tools & Kits | Tools & Kits-Accessories | Each | 8425.39.0100 | CN | 5.75 | 4.06 | 0.75 | 0.06 | 14.61 | 10.31 | 1.91 | 0.027 | https://b2b.cleerline.com/SpecSheets/Cable Pulling Socks Specs.pdf
SSF-PULLEYED | Cleerline | 672975371715 | Pulling eyelet for Duplex or AOC type cables | Tools & Kits | Tools & Kits-Accessories | Each | 8425.39.0100 | CN | 7.63 | 2.31 | 4.31 | 0.24 | 19.38 | 5.87 | 10.95 | 0.109 | https://b2b.cleerline.com/SpecSheets/SSF-PULLEYED Specs.pdf
SSF-PULLEYEM | Cleerline | 672975371746 | Pulling eyelet for Multiple Cable types and terminated cable assemblies | Tools & Kits | Tools & Kits-Accessories | Each | 8425.39.0100 | CN | 7.63 | 2.25 | 4.38 | 0.31 | 19.38 | 5.72 | 11.13 | 0.141 | https://b2b.cleerline.com/SpecSheets/SSF-PULLEYEM Specs.pdf
SSF-RCS-TOOL | Cleerline | 672975371777 | Radial cable stripper tool | Tools & Kits | Tools & Kits-Accessories | Each | 8203.2 | CN | 5.94 | 1.25 | 2.13 | 0.32 | 15.09 | 3.18 | 5.41 | 0.145 | https://b2b.cleerline.com/SpecSheets/SSF-RCS-TOOL Specs.pdf
SSF-SHEARS | Cleerline | 672975371449 | Fiber optic cutting shears | Tools & Kits | Tools & Kits-Accessories | Each | 8203.2 | CN | 6.19 | 0.88 | 2.88 | 0.22 | 15.72 | 2.24 | 7.32 | 0.1
SSF-SWAB125 | Cleerline | 602573129982 | Fiber cleaning swabs - 1.25mm, 50ct. | Tools & Kits | Tools & Kits-Cleaning Supplies | Each | 6307.90.99 | CN | 5.50 | 1.50 | 1.50 | 0.21 | 13.97 | 3.81 | 3.81 | 0.095
SSF-SWAB250 | Cleerline | 602573129975 | Fiber cleaning swabs - 2.5mm, 50 ct. | Tools & Kits | Tools & Kits-Cleaning Supplies | Each | 6307.90.99 | CN | 5.50 | 1.50 | 1.50 | 0.15 | 13.97 | 3.81 | 3.81 | 0.068
SSF-TKITE-200 | Cleerline | 669185300338 | Cleerline Basic Fiber Testing Kit | Tools & Kits | Tools & Kits-Testing Equipment | Each | 9031.80.8085 | CN | 15.25 | 11.25 | 6.5 | 8.5 | 38.74 | 28.58 | 16.51 | 3.855 | https://b2b.cleerline.com/SpecSheets/SSF-TKITE-200 Specs.pdf
SSF-TKITP-500 | Cleerline | 658580383008 | Cleerline Professional Fiber Testing Kit With Data | Tools & Kits | Tools & Kits-Testing Equipment | Each | 9031.80.8085 | CN | 15.25 | 11.38 | 6.75 | 9.09 | 38.74 | 28.91 | 17.15 | 4.122 | https://b2b.cleerline.com/SpecSheets/SSF-TKITP-500 Specs.pdf
SSF-TRIHOLE | Cleerline | 672975371470 | Tri-Hole Fiber Optic Stripper | Tools & Kits | Tools & Kits-Accessories | Each | 8203.2 | CN | 6 | 1 | 3 | 0.22 | 15.24 | 2.54 | 7.62 | 0.1 | https://b2b.cleerline.com/SpecSheets/SSF-TRIHOLE Specs.pdf
SSF-TRIHOLEP | Cleerline | 672975371760 | SSF fiber optic strippers with polymer stripping opening | Tools & Kits | Tools & Kits-Accessories | Each | 8203.2 | CN | 1 | 7 | 2.5 | 0.27 | 2.54 | 17.78 | 6.35 | 0.122 | https://b2b.cleerline.com/SpecSheets/SSF-TRIHOLEP Specs.pdf
SSF-VFL-100 | Cleerline | 602573550243 | Visual Fault Locator for SC / 2.5mm | Tools & Kits | Tools & Kits-Accessories | Each | 9013200000 | CN | 7.75 | 1.38 | 2.81 | 0.17 | 19.69 | 3.51 | 7.14 | 0.077 | https://b2b.cleerline.com/SpecSheets/VFL Specs.pdf
SSF-VFL-100LC | Cleerline | 669185299991 | Visual Fault Locator for LC / 1.25mm | Tools & Kits | Tools & Kits-Accessories | Each | 9013200000 | CN | 7.50 | 2.87 | 1.38 | 0.27 | 19.05 | 7.29 | 3.51 | 0.122 | https://b2b.cleerline.com/SpecSheets/VFL Specs.pdf
SSF-VFL-250-ADP | Cleerline | 602571293333 | Visual Fault Locator with a 650-nm visible red laser diode. 2.5mm with 1.25mm adapter. | Tools & Kits | Tools & Kits-Accessories | Each | 9013200000 | CN | 7.75 | 2.81 | 1.38 | 0.27 | 19.69 | 7.14 | 3.51 | 0.122 | https://b2b.cleerline.com/SpecSheets/VFL Specs.pdf
V7+ | Cleerline | 672975371487 | FKIT03P Cleaver only with case and side auto trash collector | Tools & Kits | Tools & Kits-Accessories | Each | 8464.90.9010 | TW | 5.50 | 3 | 5.50 | 1.27 | 13.97 | 7.62 | 13.97 | 0.576
VFL-ADP | Cleerline | 658580383374 | Visual Fault Locator Adapter Convert f2.5 to f1.25 mm Ferrule | Tools & Kits | Tools & Kits-Accessories | Each | 9013200000 | CN | 2.69 | 2.31 | 0.50 | 0.02 | 6.83 | 5.87 | 1.27 | 0.009 | https://b2b.cleerline.com/SpecSheets/VFL Specs.pdf